## Unpriced BoQ
Greater Tzaneen Municipality - Leretjeng Sports Ground
SECTION | BILL | PAGE NO | ITEM NO | DESCRIPTION | UNIT | QUANTITY | RATE | AMOUNT
1 | 1 | 145 |  | SECTION 1 | H1 | 0
1 | 1 | 145 |  | BILL NO 1 | H1 | 0
1 | 1 | 145 |  | PRELIMINARIES | H1 | 0
1 | 1 | 145 |  | NOTE | H2 | 0
1 | 1 | 145 |  | All prices/rates to be net, excluding Value Added Tax |  | 0
1 | 1 | 145 |  | SUPPLEMENTARY PREAMBLES | H2 | 0
1 | 1 | 145 |  | Meaning of terms "Tender" and "Tenderer" | H3 | 0
1 | 1 | 145 |  | Any reference to the words "Tender" or "Tenderer" herein and/or in any other documentation shall be construed to have the same meaning as the words "Bid" or "Bidder" |  | 0
1 | 1 | 145 |  | Preliminaries and agreement | H3 | 0
1 | 1 | 145 |  | The JBCC Preliminaries Code 2103, May 2005 edition for use with the JBCC Principal Building Agreement, Edition 4.1, Code 2101, March 2005 (Public and Private Sector Compatible), is taken to be incorporated herein. The tenderer is deemed to have referred to these documents for the full intent and meaning of each clause. These clauses are referred to by number and heading only. Where standard clauses or options are not applicable to the contract such modifications or corrections as are necessary are given under each relevant clause. Where an item is not relevant to this specific contract such item is marked "N/A" signifying "Not Applicable" |  | 0
1 | 1 | 145 |  | Pricing of preliminaries | H3 | 0
1 | 1 | 145 |  | Should Option A, as set out in clause B10.3.1 hereinafter be used for the adjustment of preliminaries then each item priced is to be allocated to one or more of the three categories with the applicable amount entered against each relevant category, where "Fixed" denotes a fixed amount (amount not to be varied), "Value Related" denotes an amount variable in proportion to value and "Time Related" denotes an amount in proportion to time |  | 0
1 | 1 | 145 |  | Items not priced in these Preliminaries shall be deemed to be included elsewhere in these Bills of Quantities |  | 0
1 | 1 | 146 |  | General | H3 | 0
1 | 1 | 146 |  | i) Tenderers are referred to the above-mentioned documents for the full intent and meaning of each clause thereof (hereinafter referred to by heading and clause number only) for which such allowance must be made as may be considered necessary |  | 0
1 | 1 | 146 |  | ii) Where standard clauses or alternatives are not entirely applicable to this contract such modifications, corrections or supplements as will apply are given under each relevant clause heading |  | 0
1 | 1 | 146 |  | ------------------------- |  | 0
1 | 1 | 146 |  | SECTION A: JBCC PRINCIPAL BUILDING AGREEMENT | H2 | 0
1 | 1 | 147 |  | Definitions (A1) | H3 | 0
1 | 1 | 147 | 1 | Definitions and interpretation (clause 1)Clauses 1.1 is amended by adding the following definitions:- Definition of "commencement date" is added: "COMMENCEMENT DATE" means the date that the agreement, made in terms of the Form of Offer and Acceptance, comes into effect - Definition of "construction guarantee" is amended by replacing it with the following: "CONSTRUCTION GUARANTEE" means a guarantee at call obtained by the contractor from an institution approved by the employer in terms of the employer’s construction guarantee form as selected in the schedule- Definition of "construction period" is amended by replacing it with the following: "CONSTRUCTION PERIOD" means the period commencing on the commencement date and ending on the date of practical completion- Definition of "corrupt practice" is added: "CORRUPT PRACTICE" means the offering, giving,receiving or soliciting of anything of value to influence the action of a public official in the procurement process or in contract execution- Definition of "fraudulent practice" is added: "FRAUDULENT PRACTICE" means a misrepresentation of facts in order to influence a procurement process or the execution of a contract to the detriment of any tenderer and includes collusive practice among tenderers (prior to or after the tender submission) designed to establish tender prices at artificial non-competitive levels and to deprive the tenderer of the benefits of free and open competition- Definition of "interest" is amended by replacing it with the following: “INTEREST” means the interest rates applicable on this contract, whether specifically indicated in the relevant clauses or not, will be the rate as determined by the Minister of Finance, from time to time, in terms of section 80(1)(b) of the Public Finance Management Act, 1999 (Act No 1 of 1999)- Definition of "principal agent" is amended by replacing it with the following: "PRINCIPAL AGENT" means the person or entity appointed by the employer and named in the schedule. In the event of a principal agent not being appointed, then all the duties and obligations of a principal agent as detailed in the agreement shall be fulfilled by a representative of the employer as named in the schedule- Definition of "security" is amended by replacing it with the following: "SECURITY" means the form of security provided by the employer or contractor, as stated in the schedule, from which the contractor or employer may recover expense or lossClause 1.6 is amended by replacing the words "pre-paid registered post, telefax or e-mail" with "pre-paid registered post or telefax"Clause 1.6.4 is amended by replacing it with the following:- No clauseF:............................. V:............................ T:............................ | Item | 0
1 | 1 | 148 |  | Objective and Preparation (A2 to A14) | H3 | 0
1 | 1 | 148 | 2 | Offer acceptance and performance (clause 2) F:............................. V:............................ T:............................ | Item | 0
1 | 1 | 148 | 3 | Documents (clause 3) Clause 3.2.1 is amended by replacing "14.1" with "14.0" Clause 3.7 is amended by the addition of the following: The contractor shall supply and keep a copy of the JBCC Series 2000 Principal Building Agreement and Preliminaries applicable to this contract on the site, to which the employer, principal agent and agents shall have access at all times. Clause 3.10 is amended by replacing the second reference to "principal agent" with the word "employer" F:............................. V:............................ T:............................ | Item | 0
1 | 1 | 148 | 4 | Design responsibility (clause 4) Clause 4.3 is amended by replacing it with the following: - No clause F:............................. V:............................ T:............................ | Item | 0
1 | 1 | 148 | 5 | Employer's agents (clause 5) Clause 5.1.2 is amended to include clauses 32.6.3, 34.3, 34.4 and 38.5.8 F:............................. V:............................ T:............................ | Item | 0
1 | 1 | 148 | 6 | Site representative (clause 6) F:............................. V:............................ T:............................ | Item | 0
1 | 1 | 149 | 7 | Compliance with regulations (clause 7) Note: The provisions herein include inter alia, compliance with all the requirements set out in the Construction Regulations, 2014 issued under the Occupational Health and Safety Act, 1993 (Act No 85 of 1993), and in particular with Regulation 5(1) requiring the compilation of a health and safety plan, as well as Regulation 6(1) requiring the appointment of a construction supervisor Also see clause C11 and C12 of Section C, Specific Preliminaries, in this regard. F:............................. V:............................ T:............................ | Item | 0
1 | 1 | 149 | 8 | Works risk (clause 8) F:............................. V:............................ T:............................ | Item | 0
1 | 1 | 149 | 9 | Indemnities (clause 9) F:............................. V:............................ T:............................ | Item | 0
1 | 1 | 152 | 10 | Works insurance (clause 10) Clause 10.0 is amended by the addition of the following clauses: 10.5 Damage to the works: (a) Without in any way limiting the contractor’s obligations in terms of the contract, the contractor shall bear the full risk of damage to and/or destruction of the works by whatever cause during construction of the works and hereby indemnifies and holds harmless the employer against any such damage. The contractor shall take such precautions and security measures and other steps for the protection and security of the works as the contractor may deem necessary (b) The contractor shall at all times proceed immediately to remove or dispose of any debris arising from damage to or destruction of the works and to rebuild, restore, replace and/or repair the works (c) The employer shall carry the risk of damage to or destruction of the works and material paid for by the employer that is the result of the excepted risks as set out in 10.6 (d) Where the employer bears the risk in terms of this contract, the contractor shall, if requested to do so, reinstate any damage or destroyed portions of the works and the costs of such reinstatement shall be measured and valued in terms of 32.0 hereof 10.6 Injury to persons or loss of or damage to properties: (a) The contractor shall be liable for and hereby indemnifies the employer against any liability, loss, claim or proceeding whether arising in common law or by statute, consequent upon personal injuries to or the death of any person whomsoever arising out of or in the course of or caused by the execution of the works unless due to any act or negligence of any person for whose actions the employer is legally liable (b) The contractor shall be liable for and hereby indemnifies the employer against any liability, loss, claim or proceeding consequent upon loss of or damage to any moveable or immovable or personal property or property contiguous to the site, whether belonging to or under the control of the employer or any other body or person, arising out of or in the course of or by reason of the execution of the works unless due to any act or negligence of any person for whose actions the employer is legally liable (c) The contractor shall, upon receiving a contract instruction from the principal agent, cause the same to be made good in a perfect and workmanlike manner at his own cost and in default thereof the employer shall be entitled to cause it to be made good and to recover the cost thereof from the contractor or to deduct the same from amounts due to the contractor (d) The contractor shall be responsible for the protection and safety of such portions of the premises placed under his control by the employer for the purpose of executing the works until the issue of the certificate of practical completion (e) Where the execution of the works involves the risk of removal of or interference with support to adjoining properties including land or structures or any structures to be altered or added to, the contractor shall obtain adequate insurance and will remain adequately insured or insured to the specific limit stated in the contract against the death of or injury to persons or damage to such property consequent on such removal or interference with the support until such portion of the works has been completed (f) The contractor shall at all times proceed immediately at his own cost to remove or dispose of any debris and to rebuild, restore, replace and/or repair such property and to execute the works 10.7 Injury to persons or loss of or damage to properties: In the event of the project being executed in a geological area classified as a “High Risk Area”, that is an area which is subject to highly unstable subsurface conditions that might result in catastrophic ground movement evident by sinkhole or doline formation the following will apply: 10.7.1 Damage to the works: The contractor shall, from the commencement date of the works until the date of the certificate of practical completion bear the full risk of and hereby indemnifies and holds harmless the employer against any damage to and/or destruction of the works consequent upon a catastrophic ground movement as mentioned above. The contractor shall take such precautions and security measures and other steps for the protection of the works as he may deem necessary When so instructed to do so by the principal agent, the contractor shall proceed immediately to remove and/or dispose of any debris arising from damage to or destruction of the works and to rebuild, restore, replace and/or repair the works, at the contractor’s own costs 10.7.2 Injury to persons or loss of or damage to property: The contractor shall be liable for and hereby indemnifies and holds harmless the employer against any liability, loss, claim or proceeding arising at any time during the period of the contract whether arising in common law or by statute, consequent upon personal injuries to or the death of any person whomsoever resulting from, arising out of or caused by a catastrophic ground movement as mentioned above The contractor shall be liable for and hereby indemnifies the employer against any and all liability, loss, claim or proceeding consequent upon loss of or damage to any moveable or immovable or personal property or property contiguous to the site, whether belonging to or under the control of the employer or any other body or person whomsoever arising out of or caused by a catastrophic ground movement, as mentioned above, which occurred during the period of the contract 10.7.3 Insurance to cover risk and liability: It is the responsibility of the contractor to ensure that he has adequate insurance to cover his risk and liability as mentioned in 10.7.1 and 10.7.2. Without limiting the contractor’s obligations in terms of the contract, the contractor shall, within twenty one (21) calendar days of the commencement date but before commencement of the works, submit to the employer proof of such insurance policy, if requested to do so 10.7.4 Employer shall be entitled to recover losses and/or damages: The employer shall be entitled to recover any and all losses and/or damages of whatever nature suffered or incurred consequent upon the contractor’s default of his obligations as set out in 10.7.1; 10.7.2 and 10.7.3. Such losses or damages may be recovered from the contractor or by deducting the same from any amounts still due under this contract or under any other contract presently or hereafter existing between the employer and the contractor and for this purpose all these contracts shall be considered one indivisible whole F:............................. V:............................ T:............................. | Item | 0
1 | 1 | 152 | 11 | Liability insurances (clause 11) F:............................. V:............................ T:............................ | Item | 0
1 | 1 | 152 | 12 | Effecting insurance (clause 12) F:............................. V:............................ T:............................ | Item | 0
1 | 1 | 152 | 13 | No Clause (clause 13) F:............................. V:............................ T:............................ | N/A | 0
1 | 1 | 155 | 14 | Security (clause 14) Clauses 14.1 to 14.9 are amended by replacing them with the following: 14.1 In respect of contracts with a contract sum up to R1 million, the security to be provided by the contractor to the employer will be a payment reduction of five per cent (5%) of the value certified in the payment certificate (excluding value added tax): 14.1.1 The payment reduction of the value certified in a payment certificate shall be mutatis mutandi in terms of 31.8(A) 14.1.2 The employer shall be entitled to recover expense and loss from the payment reduction in terms of 33.0 provided that the employer complies with the provisions of 33.4 in which event the employer’s entitlement shall take precedence over his obligations to refund the payment reduction security or portions thereof to the contractor 14.2 In respect of contracts with a contract sum above R1 million, the contractor shall have the right to select the security to be provided in terms of 14.3, 14.4, 14.5, 14.6, or 14.7 as stated in the schedule. Such security shall be provided to the employer within twenty one (21) calendar days from commencement date. Should the contractor fail to select the security to be provided or should the contractor fail to provide the employer with the selected security within twenty one (21) calendar days from commencement date, the security in terms of 14.7 shall be deemed to have been selected 14.3 Where security as a cash deposit of ten per cent (10%) of the contract sum (excluding value added tax) has been selected: 14.3.1 The contractor shall furnish the employer with a cash deposit equal in value to ten per cent (10%) of the contract sum (excluding value added tax) within twenty one (21) calendar days from commencement date 14.3.2 Within twenty one (21) calendar days of the date of practical completion of the works the employer shall reduce the cash deposit to an amount equal to three per cent (3%) of the contract value (excluding value added tax) and refund the balance to the contractor 14.3.3 Within twenty one (21) calendar days of the date of final completion of the works the employer shall reduce the cash deposit to an amount equal to one per cent (1%) of the contract value (excluding value added tax) and refund the balance to the contractor 14.3.4 On the date of payment of the amount in the final payment certificate, the employer shall refund the remainder of the cash deposit to the contractor 14.3.5 The employer shall be entitled to recover expense and loss from the cash deposit in terms of 33.0 provided that the employer complies with the provisions of 33.4 in which event the employer’s entitlement shall take precedence over his obligations to refund the cash deposit security or portions thereof to the contractor 14.3.6 The parties expressly agree that neither the employer nor the contractor shall be entitled to cede the rights to the deposit to any third party 14.4 Where security as a variable construction guarantee of ten percent (10%) of the contract sum (excluding value added tax) has been selected: 14.4.1 The contractor shall furnish the employer with an acceptable variable construction guarantee equal in value to ten per cent (10%) of the contract sum (excluding value added tax) within twenty one (21) calendar days from commencement date 14.4.2 The variable construction guarantee shall reduce and expire in terms of the variable construction guarantee form 14.4.3 The employer shall return the variable construction guarantee to the contractor within fourteen (14) calendar days of it expiring 14.4.4 Where the employer has a right of recovery against the contractor in terms of 33.0, the employer shall issue a written demand in terms of the variable construction guarantee 14.5 Where security as a fixed construction guarantee of five per cent (5%) of the contract sum (excluding value added tax) and a five per cent (5%) payment reduction of the value certified in the payment certificate (excluding value added tax) has been selected: 14.5.1 The contractor shall furnish a fixed construction guarantee to the employer equal in value to five per cent (5%) of the contract sum (excluding value added tax) 14.5.2 The fixed construction guarantee shall come into force on the date of issue and shall expire on the date of practical completion 14.5.3 The employer shall return the fixed construction guarantee to the contractor within fourteen (14) calendar days of it expiring 14.5.4 The payment reduction of the value certified in a payment certificate shall be in terms of 31.8(A) and 34.8 14.5.5 Where the employer has a right of recovery against the contractor in terms of 33.0, the employer shall be entitled to issue a written demand in terms of the fixed construction guarantee or may recover from the payment reduction or may do both 14.6 Where security as a cash deposit of five per cent (5%) of the contract sum (excluding value added tax) and a payment reduction of five per cent (5%) of the value certified in the payment certificate (excluding value added tax) has been selected: 14.6.1 The contractor shall furnish the employer with a cash deposit equal in value to five per cent (5%) of the contract sum (excluding value added tax) within twenty one (21) calendar days from commencement date 14.6.2 Within twenty one (21) calendar days of the date of practical completion of the works the employer shall refund the cash deposit in total to the contractor 14.6.3 The payment reduction of the value certified in a payment certificate shall be mutatis mutandi in terms of 31.8(A) 14.6.4 Where the employer has a right of recovery against the contractor in terms of 33.0, the employer may issue a written notice in terms of 33.4 or may recover from the payment reduction or may do both 14.7 Where security as a payment reduction of ten per cent (10%) of the value certified in the payment certificate (excluding value added tax) has been selected: 14.7.1 The payment reduction of the value certified in a payment certificate shall be mutatis mutandi in terms of 31.8(B) 14.7.2 The employer shall be entitled to recover expense and loss from the payment reduction in terms of 33.0 provided that the employer complies with the provisions of 33.4 in which event the employer’s entitlement shall take precedence over his obligations to refund the payment reduction or portions thereof to the contractor 14.8 Payments made by the guarantor to the employer in terms of the fixed or variable construction guarantee shall not prejudice the rights of the employer or contractor in terms of this agreement 14.9 Should the contractor fail to furnish the security in terms of 14.2, the employer, in his sole discretion and without notification to the contractor, is entitled to change the contractor’s selected form of security to that of a ten per cent (10%) payment reduction of the value certified in the payment certificate (excluding value added tax), whereafter 14.7 shall be applicable Fixed | Item | 0
1 | 1 | 156 |  | Execution (A15-A23) | H3 | 0
1 | 1 | 156 | 15 | Preparation for and execution of the works (clause 15) Clause 15.1.1 is amended by replacing it with: 15.1.1 No clause Clause 15.1.2 is amended by replacing it with: 15.1.2 The security selected in terms of 14.0 Clause 15.1 is amended by the addition of the following clause: 15.1.4 An acceptable health and safety plan, required in terms of the Occupational Health and Safety Act, 1993 (Act 85 of 1993), within twenty one (21) calendar days of commencement date Clause 15.2.1 is amended by replacing it with the following clause: 15.2.1 Give the contractor possession of the site within ten (10) working days of the contractor complying with the terms of 15.1.2 and 15.1.4 F:............................. V:............................ T:............................ | Item | 0
1 | 1 | 156 | 16 | Access to the works (clause 16) F:............................. V:............................ T:............................ | Item | 0
1 | 1 | 156 | 17 | Contract instructions (clause 17) Clause 17.1.11 is amended by deleting the words "and the appointment of nominated and selected sub-contractors" and replacing it with the following words: - "and the appointment of selected sub-contractors" F:............................. V:............................ T:............................ | Item | 0
1 | 1 | 157 | 18 | Setting out of the works (clause 18) The contractor shall notify the principal agent if any encroachments of adjoining foundations, buildings, structures, pavements, boundaries, etc. exist in order that the necessary arrangements may be made for the rectification of any such encroachments The contractor shall perform tolerance control checks regularly throughout the contract period and report on this at regular interval to the principal agent in the approved format. Should the contractor fail to comply with this requirement to the satisfaction of the principal agent, progressively as the structure is being constructed, the employer will commission a Registered Land Surveyor to do so on the contractor's behalf and at the contractor's expense. F:............................. V:............................ T:............................ | Item | 0
1 | 1 | 157 | 19 | Assignment (clause 19) F:............................. V:............................ T:............................ | Item | 0
1 | 1 | 157 | 20 | Nominated sub-contractors (clause 20) Clause 20.1.3 is amended by replacing it with the following: 20.1.3 No clause Note: See clause B9.1 hereinafter for adjustment of attendance on nominated sub-contractors executing work allowed for under provisional sums F:............................. V:............................ T:............................ | Item | 0
1 | 1 | 157 | 21 | Selected sub-contractors (clause 21) Clause 21.0 is amended by replacing it with the following: 21.1 No clause Note: See clause B9.1 hereinafter for adjustment of attendance on selected sub-contractors executing work allowed for under provisional sums F:............................. V:............................ T:............................ | Item | 0
1 | 1 | 158 | 22 | Employer's Direct Contractors (clause 22) F:............................. V:............................ T:............................ | Item | 0
1 | 1 | 158 | 23 | Contractor's Domestic Sub-Contractors (Clause 23) F:............................. V:............................ T:............................ | Item | 0
1 | 1 | 158 |  | Completion (A24-A30) | H3 | 0
1 | 1 | 158 | 24 | Practical completion (clause 24) F:............................. V:............................ T:............................ | Item | 0
1 | 1 | 158 | 25 | Works completion (clause 25) F:............................. V:............................ T:............................ | Item | 0
1 | 1 | 158 | 26 | Final completion (clause 26) Clause 26.1.2 is amended by inserting "#" next to 26.1.2 F:............................. V:............................ T:............................. | Item | 0
1 | 1 | 158 | 27 | Latent defects liability period (clause 27) F:............................. V:............................ T:............................ | Item | 0
1 | 1 | 158 | 28 | Sectional completion (clause 28) F:............................. V:............................ T:............................ | Item | 0
1 | 1 | 158 | 29 | Revision of date of practical completion (clause 29) Clause 29.2.5 is amended by replacing it with: 29.2.5 No clause F:............................. V:............................ T:............................ | Item | 0
1 | 1 | 158 | 30 | Penalty for non-completion (clause 30) F:............................. V:............................ T:............................ | Item | 0
1 | 1 | 160 |  | Payment (A31 - A35) | H3 | 0
1 | 1 | 160 | 31 | Interim payment to the contractor (clause 31) Clause 31.5.2 is amended by replacing “14.7.1” with “14.0” Clause 31.8 is amended by replacing it with the following two alternative clauses: Alternative A: 31.8(A) Where a security is selected in terms of 14.1; 14.5 or 14.6, the value of the works in terms of 31.4.1 and materials and goods in terms of 31.4.2 shall be certified in full. The value certified shall be subject to the following percentage adjustments: 31.8(A).1 Ninety five per cent (95%) of such value in interim payment certificates issued up to the date of practical completion 31.8(A).2 Ninety seven per cent (97%) of such value in interim payment certificates issued up to the date of practical completion and up to but excluding the date of final completion 31.8(A).3 Ninety nine per cent (99%) of such value in interim payment certificates issued on the date of final completion and up to but excluding the final payment certificate in terms of 34.6 31.8(A).4 One hundred per cent (100%) of such value in the final payment certificate in terms of 34.6 except where the amount certified is in favour of the employer. In such an event the payment reduction shall remain at the adjustment level applicable to the final payment certificate Alternative B: 31.8(B) Where security as a payment reduction in terms of 14.7 has been selected, the value of the works in terms of 31.4.1 and materials and goods in terms of 31.4.2 shall be certified in full. The value certified shall be subject to the following percentage adjustments: 31.8(B).1 Ninety per cent (90%) of such value in interim payment certificates issued up to the date of practical completion 31.8(B).2 Ninety seven per cent (97%) of such value in interim payment certificates issued on the date of practical completion and up to but excluding the date of final completion 31.8(B).3 Ninety nine per cent (99%) of such value in interim payment certificates issued on the date of final completion and up to but excluding the final payment certificate in terms of 34.6 31.8(B).4 One hundred per cent (100%) of such value in the final payment certificate in terms of 34.6 except where the amount certified is in favour of the employer. In such an event the payment reduction shall remain at the adjustment level applicable to the final payment certificate Clause 31.12 is amended by deleting the following sentence: - "Payment shall be subject to the employer giving the contractor a tax invoice for the amount due" F:............................. V:............................ T:............................ | Item | 0
1 | 1 | 160 | 32 | Adjustment to the contract value (clause 32)Clauses 32.5.1, 32.5.4 and 32.5.7 are amended by the addition of the following at the end of the sentence: - "due to no fault of the contractor"F:............................. V:............................ T:............................ | Item | 0
1 | 1 | 161 | 33 | Recovery of expense and loss (clause 33) Clause 33.2 is amended by the addition of the following clauses: 33.2.9 the contractor’s failure or neglect to commence with the works on the dates prescribed in the contract 33.2.10 the contractor’s failure or neglect to proceed with the works in terms of the contract 33.2.11 the contractor’s failure or neglect for any reason to complete the works in accordance with the contract 33.2.12 the contractor’s refusal or neglect to comply strictly with any of the conditions of contract or any contract instructions and/or orders in writing given in terms of the contract 33.2.13 the contractor’s estate being sequestrated; liquidated or surrendered in terms of the insolvency laws in force within the Republic of South Africa F:............................. V:............................ T:............................ | Item | 0
1 | 1 | 161 | 34 | Final account and final payment (clause 34) Clause 34.1 is amended by removing “#” next to 34.1 Clause 34.2 is amended by inserting “#” next to 34.2 Clause 34.8 is amended by deleting the following words: - "where security as a fixed construction guarantee in terms of 14.4 has been selected or where payment reduction has been applied in terms of 14.7.1" Clause 34.13 is amended by following: - replacing "seven (7) calendar days" with "twenty one(21) calendar days" - deleting the words "subject to the employer giving the contractor a tax invoice for the amount due" F:............................. V:............................ T:............................ | Item | 0
1 | 1 | 162 | 35 | Payment to other parties (clause 35) F:............................. V:............................ T:............................ | Item | 0
1 | 1 | 162 |  | Cancellation (A36-A39) | H3 | 0
1 | 1 | 162 | 36 | Cancellation by employer - contractor's default (clause 36) Clause 36.1 is amended by the addition of the following clauses: 36.1.3 refuses or neglects to comply strictly with any of the conditions of contract 36.1.4 estate being sequestrated, liquidated or surrendered in terms of the insolvency laws in force within the Republic of South Africa 36.1.5 in the judgement of the employer, has engaged in corrupt or fraudulent practices in competing for or in executing the contract Clause 36.3 is amended by removing the reference to “No clause” and by replacing the words "principal agent" with "employer" Clause 36.0 is amended by the addition of the following clause: 36.7 Notwithstanding any clause to the contrary, on cancellation of this agreement either by the employer or the contractor; or for any reason whatsoever, the contractor shall on written instruction, discontinue with the works on a date stated and withdraw himself from the site. The contractor shall not be entitled to refuse to withdraw from the works on the grounds of any lien or right of retention or on the grounds of any other right whatsoever F:............................. V:............................ T:............................ | Item | 0
1 | 1 | 163 | 37 | Cancellation by employer - loss and damage (clause 37) Clause 37.3.5 is amended by replacing "ninety (90)" with "one hundred and twenty (120)" Clause 37.0 is amended by the addition of the following clause: 37.5 Notwithstanding any clause to the contrary, on cancellation of this agreement either by the employer or the contractor; or for any reason whatsoever, the contractor shall on written instruction, discontinue with the works on a date stated and withdraw himself from the site. The contractor shall not be entitled to refuse to withdraw from the works on the grounds of any lien or right of retention or on the grounds of any other right whatsoever F:............................. V:............................ T:............................ | Item | 0
1 | 1 | 163 | 38 | Cancellation by contractor - employer's default (clause 38) Clause 38.5.4 is amended by replacing "ninety (90)" with "one-hundred and twenty (120)" Clause 38.0 is amended by the addition of the following clause: 38.7 Notwithstanding any clause to the contrary, on cancellation of this agreement either by the employer or the contractor; or for any reason whatsoever, the contractor shall on written instruction, discontinue with the works on a date stated and withdraw himself from the site. The contractor shall not be entitled to refuse to withdraw from the works on the grounds of any lien or right of retention or on the grounds of any other right whatsoever F:............................. V:............................ T:............................ | Item | 0
1 | 1 | 163 | 39 | Cancellation - cessation of the works (clause 39) Clause 39.3.5 is amended by the addition of the following at the end of the sentence: - "within one hundred and twenty (120) working days of completion of such a report" F:............................. V:............................ T:............................ | Item | 0
1 | 1 | 164 |  | Dispute (A40) | H3 | 0
1 | 1 | 164 | 40 | Dispute settlement (clause 40) Clause 40.2.2 is amended by replacing "one (1) year" with "three (3) years" Clause 40.6 is amended by removing the reference to: - No clause Clause 40.7.1 is amended by replacing "(10)" with "(15)" and by the addition of the following: - Whether or not mediation resolves the dispute, the parties shall bear their own cost concerning the mediation and equally share the costs of the mediator and related costs F:............................. V:............................ T:............................ | Item | 0
1 | 1 | 164 |  | Substitute Provisions (A41) | H3 | 0
1 | 1 | 164 | 41 | State clauses (Clause 41) F:............................. V:............................ T:............................ | Item | 0
1 | 1 | 164 |  | THE SCHEDULE | H3 | 0
1 | 1 | 164 |  | Information necessary for completion of those clauses contained in the schedule which are necessary for tender purposes is given hereunder |  | 0
1 | 1 | 164 | 42 | Pre-tender information (clause 42) F:............................. V:............................ T:............................ | Item | 0
1 | 1 | 164 |  | 42.1 CONTRACTING AND OTHER PARTIES | H3 | 0
1 | 1 | 164 |  | Note: For the relevant physical and postal addresses, telephone and facsimile numbers, see "Notes to Tenderers" bound at the front of this document |  | 0
1 | 1 | 165 |  | 42.1.1 Employer: Greater Tzaneen Municipality[1.2] Physical Address:Civic Centre Building38 Agatha StreetArbor ParkTzaneen0850 |  | 0
1 | 1 | 165 |  | 42.1.2 Principal Agent: [1.1,5.1] Kago Consulting Engineers |  | 0
1 | 1 | 165 |  | [1.1] Representative of the Employer: The person concerned, postal address and contact details will be made available prior to contract signing |  | 0
1 | 1 | 165 |  | 42.1.3 Agents service:Agent (1) [1.1,5.2] |  | 0
1 | 1 | 165 |  | 42.1.4 Agents service:Agent (2) [1.1,5.2] |  | 0
1 | 1 | 165 |  | 42.1.5 Agents service:Agent (3) [1.1,5.2] |  | 0
1 | 1 | 165 |  | 42.1.6 Agents service:Agent (4) [1.1,5.2] |  | 0
1 | 1 | 166 |  | 42.2 CONTRACT DETAILS | H3 | 0
1 | 1 | 166 |  | 42.2.1 Works Description: [1.1] The Construction of Leretjeng Sports Ground |  | 0
1 | 1 | 166 |  | 42.2.2 Site Description: [1.1] Leretjeng Village, Bolobedu, Greater Tzaneen Municipality, Limpopo Province Latitude (S) : 23° 41' 31.05" Longitude (E) : 30° 20' 30.98" |  | 0
1 | 1 | 166 |  | 42.2.3 Work or installations by direct contractors: [22.2] N/A |  | 0
1 | 1 | 166 |  | 42.2.4 Specific options that are applicable to a State organ only [41.0] Where so: |  | 0
1 | 1 | 166 |  | [1.1#] (1) Interest rate legislation: [31.11.2#] [31.12.2#] The interest rate applicable will be determined by the Minister of Finance, from time to time, in terms of section 80(1)(b) of the Public Finance Management Act, 1999 (Act No 1 of 1999) |  | 0
1 | 1 | 166 |  | [11.2#] (2) Lateral support insurance to be effected by the contractor: No |  | 0
1 | 1 | 166 |  | [31.4.2#] (3) Payment will be made for materials and goods: Yes |  | 0
1 | 1 | 166 |  | [40.2.2#] (4) Dispute resolution by litigation: Yes |  | 0
1 | 1 | 166 |  | [26.1.2#] (5) Extended defects liability period applicable to the following elements: - The whole of the electrical installation - The whole of the mechanical installation |  | 0
1 | 1 | 167 |  | 42.2.5 Date on which possession of the site is intended to be given: [15.2.1#]Within ten (10) working days of the contractor complying with the terms of 15.1.4 |  | 0
1 | 1 | 167 |  | 42.2.6 Period for the commencement of the works after the contractor takes possession of the site [15.3] Ten (10) working days |  | 0
1 | 1 | 167 |  | 42.2.7 For the works as a whole. Intended date of practical completion and the penalty per calendar day Date:[24.3.1] Within twelve (12) calendar months, exclusive of builders' holidays, after the date of site handoverPenalty:[30.1] 0,05% of the tendered amount, inclusive of value added tax |  | 0
1 | 1 | 167 |  | 42.2.8 For the works in sections: Intended date of practical completion and the penalty per calender day Date:[24.3.1] N/APenalty:[28.1] N/A |  | 0
1 | 1 | 167 |  | 42.2.9 The law applicable to this agreement shall be that of: [1.2] Republic of South Africa |  | 0
1 | 1 | 167 |  | 42.3 INSURANCES | H3 | 0
1 | 1 | 167 |  | 42.3.1 Contract works insurance: [10.1#, 10.2#, To be effected by: Contractor 12.1#] For the sum of: Tendered amount plus 20% With a deductible of: As determined by the contractor's insurance company |  | 0
1 | 1 | 168 |  | 42.3.2 Supplementary insurance is required [10.1#,10.2#,12.1#] No |  | 0
1 | 1 | 168 |  | 42.3.3 Public liability insurance: [11.1#, 12.1#] To be effected by: Contractor For the sum of: R 10 million With a deductible of: As determined by the contractor's insurance company |  | 0
1 | 1 | 168 |  | 42.3.4 Support insurance to be effected by the employer: [11.2#, 12.1#] Not Applicable |  | 0
1 | 1 | 168 |  | 42.4 DOCUMENTS | H3 | 0
1 | 1 | 168 |  | 42.4.1 Waivers of contractors lien or right of continuing possession is required [3.3, 15.1.3, 31.16.2#] No |  | 0
1 | 1 | 168 |  | 42.4.2 Number of construction document copies to be supplied to the contractor free of charge: [3.7] Three (3) copies of the construction documents |  | 0
1 | 1 | 168 |  | 42.4.3 Bills of Quantities drawn up in accordance with: Standard System of Measuring Building Work (7th Edition) |  | 0
1 | 1 | 168 |  | 42.4.4 On acceptance of the tender the bills of quantities is to be submitted within ...................working days [15.1.1] Not applicable (No clause) |  | 0
1 | 1 | 169 |  | 42.4.5 JBCC Engineering General Conditions are to be included in the contract documents: [3.4] No |  | 0
1 | 1 | 169 |  | 42.4.6 The contract value is to be adjusted using escalation adjustment [31.5.3] indices NoWhere JBCC CPAP is to be used Base Month: Tender closing date[32.13] Where CPAP is applicable, the contract sum will be adjusted in accordance with the JBCC Contract Price Adjustment Provisions (CPAP) as set out in the CPAP Indices Application Manual as prepared by the JBCC Series 2000, code 2118, dated May 2005 and any amendments thereto:1) Glass, etc. measured in specialist section Metalwork, will be adjusted in terms of the index for that work group unless specifically stated otherwise in the bills of quantities2) All electrical installations in buildings and power distribution systems shall be adjusted in terms of the index Work Group 160, Electrical Installations. Uninterruptible power supplies, elevators, escalators and hoists, generating sets, motor-alternator sets and intercommunication systems, shall be adjusted in terms of the index Work Group 170, Mechanical Services3) With reference to Work Group 190 a proportion of the value related preliminaries, pro-rata to the amount of work excluded from adjustment, shall be excluded from Contract Price Adjustment Provisions if Option A has been selected for the adjustment of preliminaries4) Further to clause 3.4.4 of the CPAP Indices Application Manual, the listing of additional items for exclusion by tenderers will not be permitted5) Where V results in a negative amount after application of the formula in clause 8.3 of the CPAP Indices Application Manual, the factor of 0,55 shall be substituted by 1,45 Alternative Indices: Not applicable |  | 0
1 | 1 | 171 |  | 42.4.7 Details of changes made to the provision of JBCC [3.10] standard documentation:Note: The amended clauses, with relevant item and page reference numbers, are scheduled hereunder. Refer to each applicable clause for the exact extent of amendments and/or additions made Clause: Item: Page: 1.1 1 146 1.6 1 147 1.6.4 1 147 3.2.1 3 148 3.7 3 148 3.10 3 148 4.3 4 148 5.1.2 5 148 10.0 10 149 14.1 to 14.9 14 152 to 155 15.1 15 156 15.1.1 15 156 15.2.1 15 156 15.2.1 15 156 17.1.11 17 156 20.1.3 20 157 21.1 21 157 26.1.2 26 158 29.2.5 29 158 31.5.2 31 159 31.8 31 159 31.12 31 160 32.5.1 32 160 32.5.4 32 160 32.5.7 32 160 33.2.9 33 161 33.2.10 33 161 33.2.11 33 161 33.2.12 33 161 33.2.13 33 161 34.1 34 161 34.2 34 161 34.8 34 161 34.13 34 161 36.0 36 162 36.1 36 162 36.1.3 36 162 36.1.4 36 162 36.1.5 36 162 37.0 37 163 37.3.5 37 163 38.0 38 163 38.5.4 38 163 39.3.5 39 163 40.2.2 40 164 40.6 40 164 40.7.1 40 164 |  | 0
1 | 1 | 171 |  | SECTION B: PRELIMINARIES | H2 | 0
1 | 1 | 171 |  | Definitions and interpretation (B1) | H3 | 0
1 | 1 | 171 | 43 | Definition and interpretation (B1.1 - B1.4.6) See also clause A1.0 of Section A for additional and/or amended definitions which shall apply equally to this Section F:............................. V:............................ T:............................ | Item | 0
1 | 1 | 171 |  | Documents (B2) | H3 | 0
1 | 1 | 171 | 44 | Checking of documents (B2.1)These bills of Quantities:(1) contain pages and annexes as indexed, and;(2) are in multiple procurement format, i.e. all trades are fully measured with minor budgetary allowances.Items in these bills of quantities are to be read and priced in conjunction with and the descriptions regarded as amplified by the Construction Specifications - General Specifications, PW371-A and Construction Specifications - Particular Specifications, PW371-B, as recommended and published by the Department of Public Works and no claim arising from brevity of description of items fully described in the said Preambles for Trades will be entertained F:............................. V:............................ T:............................ | Item | 0
1 | 1 | 171 | 45 | Provisional bills of quantities (B2.2) F:............................. V:............................ T:............................ | N/A | 0
1 | 1 | 172 | 46 | Availability of construction documentation (B2.3) The minor budgetary allowances included in this document will be separately procured, based on multiple procurement of selected sub-contractors during the construction period F:............................. V:............................ T:............................ | Item | 0
1 | 1 | 172 | 47 | Interests of agents (B2.4) F:............................. V:............................ T:............................ | N/A | 0
1 | 1 | 172 | 48 | Priced documents (B2.5) F:............................. V:............................ T:............................ | Item | 0
1 | 1 | 172 | 49 | Tender submission (B2.6) Notwithstanding anything contained in this clause, tenders shall be valid for a period of ninety (90) days from the closing date of tenders. Clause 2.6 is amended by replacing "JBCC Form of Tender" with "Form of Offer and Acceptance C1.1" F:............................. V:............................ T:............................ | Item | 0
1 | 1 | 172 |  | The site (B3) | H3 | 0
1 | 1 | 172 | 50 | Defined works area (B3.1) F:............................. V:............................ T:............................ | Item | 0
1 | 1 | 172 | 51 | Geotechnical investigation (B3.2) F:............................. V:............................ T:............................ | Item | 0
1 | 1 | 173 | 52 | Inspection of the site (B3.3) Tenderers are instructed to familiarise themselves before submission of their tender with regard to the relevant local site conditions, site accessibility, the nature of operations required, availability of labour and any conditions pertaining thereto, together with conditions relating to unloading, carting and storage of materials, equipment and tools required for the works. No claims for extras arising from the contractor having failed to comply with this clause will be entertained. F:............................. V:............................ T:............................ | Item | 0
1 | 1 | 173 | 53 | Existing premises occupied (B3.4) F:............................. V:............................ T:............................ | Item | 0
1 | 1 | 173 | 54 | Previous work - dimensional accuracy (B3.5) Work executed under a previous contract and the extend thereof will be pointed out to the contractor by the principal agent on handing over of the site. F:............................. V:............................ T:............................ | Item | 0
1 | 1 | 173 | 55 | Previous work - defects (B3.6) F:............................. V:............................ T:............................ | Item | 0
1 | 1 | 173 | 56 | Services - known (B3.7) F:............................. V:............................ T:............................ | Item | 0
1 | 1 | 173 | 57 | Services - unknown (B3.8) F:............................. V:............................ T:............................ | Item | 0
1 | 1 | 173 | 58 | Protection of trees etc (B3.9) F:............................. V:............................ T:............................ | Item | 0
1 | 1 | 174 | 59 | Articles of value (B3.10) F:............................. V:............................ T:............................ | Item | 0
1 | 1 | 174 | 60 | Inspection of adjoining properties etc (B3.11) F:............................. V:............................ T:............................ | Item | 0
1 | 1 | 174 |  | Management of contract (B4) | H3 | 0
1 | 1 | 174 | 61 | Management of the works (B4.1) F:............................. V:............................ T:............................ | Item | 1
1 | 1 | 178 | 62 | Programme for the works (B4.2) Clause B4.2 is hereby amended by the addition of the following: Programme: The contractor and the principal agent shall agree to a Contract Programme for the control of the Works. The contractor shall submit a draft of the Contract Programme and method statement to the principal agent for approval together with the tender. The contractor shall ensure that the contract programme: 1. Shall be prepared and drawn up to comply in all respects with the requirements of this Agreement. 2. Shall be drawn up using logic developed during the tender period and complies with the planning requirements of the Client. 3. Shall be in accordance with the dates given herein for possession and practical completion; and 4. Shall be in sufficient and approved detail to ensure effective control of the work, including all items necessary to enable calculations to be made for the distribution of finance during the cashflow analysis. 5. Shall be accompanied by a full written method statement. The principal agent shall examine and comment on the contract programme and method statement within two weeks of its submission. Following on these comments the contractor shall amend the contract programme and method statement as may be necessary and submit the final contract programme and method statement to the principal agent for approval within a further two weeks thereafter. The contract programme shall be processed by computer (preferably in Microsoft Project) and be presented to the principal agent in the form of logic charts and bar charts in such a way as to determine the critical path and the float on non-critical activities. All supporting printouts must be available to the principal agent on demand. The acceptance by the principal agent of the contract programme, or any revision thereof, does not necessarily sanction the accuracy of validity of the network logic, the correctness of individual activities in terms of description or duration, the comprehensiveness of networks or the discrepancies between drawings and any other documents presented by the contractor, and in no way relieves the responsibility of the contractor to comply with the requirements of the Agreement. No policy decisions other than the planning requirements, procedures and policies provided, will be enforced on the contractor regarding construction of the project and the contractor shall be responsible at all times for ensuring the accuracy, validity and reasonableness of programming information. Documentation will not be available in complete detail at the date of award of the contract. Non-availability of information will not be deemed an excuse for non-presentation of programmes. In the event of inadequate information, the contractor shall estimate the predicted time applications on available information and quality the submission accordingly. Development of the contract programme and method statement Within two weeks of award of the contract, the contractor shall submit an updated contract programme and written method statement which shall include the latest information in sufficient detail to permit comprehensive monitoring. Progress of the works will be monitored by the principal agent. The contractor shall liaise with the principal agent in order to provide whatever information is required to facilitate such monitoring. Revisions to the contract programme Revisions to the contract programme may be introduced periodically by the contractor subject to compliance with the contract completion and handover dates. Providing the required consultation between the relevant parties has highlighted the implications of the required changes, the programming strategy on the project may be changed and the changes noted and specified on logic charts delivered to the principal agent. The changes to the programme will be recorded as firm and binding once the principal agent has sanctioned the said changes. A revision to the programme will not invalidate the contractual completion dates and applications for extensions of time will be processed by the principal agent in accordance with the conditions of contract. Should the contractor fail to submit a request for revision to the construction programme , progress monitoring shall be based on the latest revised programme sanctioned by the principal agent. The contractor shall make all his necessary revisions on the approved network sheets clearly marking, inter-alia, the logic changes and duration changes. These will then be processed by the necessary parties and then approved in the normal manner. Progress Monitoring The contractor shall provide regular progress reports showing actual and expected progress against the latest contract programme. Progress reports shall be submitted at each site progress meeting and shall outline the progress against key target dates and deviation which has occurred against the most recently updated control programme due to the progress reflected in the as-built construction programme. The status of each activity must also be reported as follows: Target - If the activity is not complete, the latest predicted completion date shall be supplied. Start - If the activity has commenced, the actual date shall be supplied. Finish - If the activity is complete, the actual completion date shall be supplied. Problems which may occur during execution of the contract must be specifically identified in progress reports under a separate section of the contractor’s report. Should problems occur during the execution of the contract or the scope of work be increased or decreased, the contractor may be requested to increase the extent or the detail of the programme. The principal agent may recommend action to be taken by the contractor, including the revision of resource levels, but this information will not be binding on the contractor unless the recommendations are enforced in terms of the conditions of contract by the principal agent and will in no way relieve the contractor’s responsibility to comply with the requirements of the Agreement. Extension of time Any extension of time which is granted by the principal agent will be annotated to affect selected activities in the programme and the associated activities will be incorporated by revisions to the programme by the contractor. Should the additional activities or the extension of time on existing activities fall on a non-critical area of the programme, extension will be limited to the activities affected by the said additional activities or extensions and the contract dates shall not be affected. If, however, the additional activities fall on the critical path, the principal agent shall take this into account when granting any extension of time in terms of the conditions of contract. The contractor agrees that the contract completion date (i.e. the date for practical completion) has been stipulated in the contract for the benefit of the employer, so that, without derogating from the generality of the aforegoing principle it is provide that: 1. The contractor shall not be entitled to deliver the site and the works to the employer prior to the contract completion date and 2. Should there for any reason be any float period indicated in the contract programme prior to the contractual completion date then this float period shall be utilized to absorb any delays or extensions of time without affecting the contract completion date. 3. The contractor shall, at all times, ensure that, notwithstanding the approval or sanctioning, reviewing or inspection of a programme or any revision of a programme by the principal agent in the aforegoing terms, practical completion and completion of the works shall take place strictly in accordance with this Agreement. A defective or faulty programme, even if so sanctioned, approved, reviewed or inspected by the principal agent, shall therefore not constitute a cause for granting an extension of time for completion of the works or for entitling the contractor to the payment by the employer in terms of the contract of any loss, compensation or damage whatsoever. The contractor acknowledges that the principal agent’s aforegoing participation in the approval of development of, revisions to and updating of the Contract Programme shall take place in consultation with the principal agent. The contractor shall therefore provide the principal agent with such co-operation and/or information and/or access as they may reasonably require for such purposes. F:............................. V:............................ T:............................ | Item | 0
1 | 1 | 178 | 63 | Progress meetings (B4.3) F:............................. V:............................ T:............................ | Item | 0
1 | 1 | 178 | 64 | Technical meetings (B4.4) F:............................. V:............................ T:............................ | Item | 0
1 | 1 | 178 | 65 | Labour and Plant records (B4.5) F:............................. V:............................ T:............................ | Item | 0
1 | 1 | 178 |  | Samples, Shop Drawings and Manufacturer's Instructions (B5) | H3 | 0
1 | 1 | 178 | 66 | Samples of materials (B5.1) F:............................. V:............................ T:............................ | Item | 0
1 | 1 | 178 | 67 | Workmanship samples (B5.2) F:............................. V:............................ T:............................ | Item | 0
1 | 1 | 178 | 68 | Shop drawings (B5.3) F:............................. V:............................ T:............................ | Item | 0
1 | 1 | 178 | 69 | Compliance with Manufacturer's Instructions (B5.4) F:............................. V:............................ T:............................ | Item | 0
1 | 1 | 178 |  | Temporary works and plant (B6) | H3 | 0
1 | 1 | 178 | 70 | Deposits and fees (B6.1) F:............................. V:............................ T:............................ | Item | 0
1 | 1 | 178 | 71 | Enclosure of the works (B6.2) F:............................. V:............................ T:............................ | Item | 0
1 | 1 | 179 | 72 | Advertising (B6.3) F:............................. V:............................ T:............................ | Item | 0
1 | 1 | 179 | 73 | Plant, equipment, sheds and offices (B6.4) F:............................. V:............................ T:............................ | Item | 0
1 | 1 | 179 | 74 | Main notice board (B6.5) F:............................. V:............................ T:............................ | Item | 0
1 | 1 | 179 | 75 | Subcontractors' notice board (B6.6) F:............................. V:............................ T:............................ | Item | 0
1 | 1 | 179 |  | Temporary services (B7) | H3 | 0
1 | 1 | 179 | 76 | Location (B7.1) F:............................. V:............................ T:............................ | Item | 0
1 | 1 | 179 | 77 | Water (B7.2) F:............................. V:............................ T:............................ | Item | 0
1 | 1 | 179 | 78 | Electricity (B7.3) F:............................. V:............................ T:............................ | Item | 0
1 | 1 | 179 | 79 | Telecommunication facilities (B7.4) F:............................. V:............................ T:............................ | Item | 0
1 | 1 | 179 | 80 | Ablution facilities (B7.5) F:............................. V:............................ T:............................ | Item | 0
1 | 1 | 179 |  | Prime cost amounts (B8) | H3 | 0
1 | 1 | 179 | 81 | Responsibility for prime cost amounts (B8.1) F:............................. V:............................ T:............................ | Item | 0
1 | 1 | 180 |  | Attendance on N/S Subcontractors (B9) | H3 | 0
1 | 1 | 180 | 82 | General attendance (B9.1) The schedule rates providing for attendance on nominated subcontractors and other contractors, will be adjusted only if the scope of the work has changed F:............................. V:............................ T:............................ | Item | 0
1 | 1 | 180 | 83 | Special attendance (B9.2) F:............................. V:............................ T:............................ | Item | 0
1 | 1 | 180 | 84 | Commissioning - Fuel, water and power (B9.3) F:............................. V:............................ T:............................ | Item | 0
1 | 1 | 180 |  | Financial aspects (B10) | H3 | 0
1 | 1 | 180 |  | Statutory taxes, duties and levies (B10.1) Provision is made in the summary of these bills of quantities for the inclusion of Value Added Tax (VAT) F:............................. V:............................ T:............................ | Item | 0
1 | 1 | 180 | 85 | Payment of preliminaries (B10.2) F:............................. V:............................ T:............................ | Item | 0
1 | 1 | 180 | 86 | Adjustment of preliminaries (B10.3) F:............................. V:............................ T:............................ | Item | 0
1 | 1 | 180 | 87 | Payment certificate cash flow (B10.4) F:............................. V:............................ T:............................ | Item | 0
1 | 1 | 180 |  | General (B11) | H3 | 0
1 | 1 | 180 | 88 | Protection of works (B11.1) F:............................. V:............................ T:............................ | Item | 0
1 | 1 | 181 | 89 | Protection/isolation of existing/sectionally occupied works (B11.2) F:............................. V:............................ T:............................ | Item | 0
1 | 1 | 181 | 90 | Security of the Works (B11.3) F:............................. V:............................ T:............................ | Item | 0
1 | 1 | 181 | 91 | Notice before covering work (B11.4) F:............................. V:............................ T:............................ | Item | 0
1 | 1 | 181 | 92 | Disturbance (B11.5) F:............................. V:............................ T:............................ | Item | 0
1 | 1 | 181 | 93 | Environmental Disturbance (B11.6) F:............................. V:............................ T:............................ | Item | 0
1 | 1 | 181 | 94 | Works cleaning and clearing (B11.7) F:............................. V:............................ T:............................ | Item | 0
1 | 1 | 181 | 95 | Vermin (B11.8) F:............................. V:............................ T:............................ | Item | 0
1 | 1 | 181 | 96 | Overhand work (B11.9) F:............................. V:............................ T:............................ | Item | 0
1 | 1 | 181 | 97 | Instruction manuals and guarantees (B11.10) F:............................. V:............................ T:............................ | Item | 0
1 | 1 | 181 | 98 | As built information (B11.11) F:............................. V:............................ T:............................ | Item | 0
1 | 1 | 181 | 99 | Tenant Installations (B11.12) F:............................. V:............................ T:............................ | Item | 0
1 | 1 | 182 |  | Schedule of variables (B12) | H3 | 0
1 | 1 | 182 | 100 | Pre-tender information (B12.1) F:............................. V:............................ T:............................ | Item | 0
1 | 1 | 182 |  | 12.1.1 Provisional bills of quantities (B2.2) The quantities are provisional: No |  | 0
1 | 1 | 182 |  | 12.1.2 Availability of construction documentation (B2.3) Construction documentation is complete: No |  | 0
1 | 1 | 182 |  | 12.1.3 Interest of agents (B2.4) No |  | 0
1 | 1 | 182 |  | 12.1.4 Defined works area (B3.1) Details:The area of the works to be occupied by the contractor, any restriction on the area and the limit of access or exit will be pointed out to the contractor by the principal agent on handing over of the site |  | 0
1 | 1 | 182 |  | 12.1.5 Geotechnical investigation (B3.2) Details:The geotechnical report is available for viewing at the offices of the principal agentYes |  | 0
1 | 1 | 183 |  | 12.1.6 Existing premises occupied (B3.4) Specific requirements:The contractor is to note that the whole of the sports ground will have to remain occupied and fully operational at all times during the construction periodIt will, therefore, be expected from the contractor to, through out the contract period, continuously liaise with the responsible college staff member in order to programme and execute the work in such a way as to cause the least inconvenience at all times during the construction period |  | 0
1 | 1 | 183 |  | 12.1.7 Previous work - dimensional accuracy (B3.5) Details: Work executed under a previous contract and the extent thereof will be pointed out to the contractor by the principal agent on the date possession of the site is given |  | 0
1 | 1 | 183 |  | 12.1.8 Previous work - defects (B3.6) Details: All defects, if any, of work executed under a previous contract and the extent thereof will be pointed out to the contractor by the principal agent on the date possession of the site is given |  | 0
1 | 1 | 183 |  | 12.1.9 Services - known (B3.7) Details: Known existing services and points of connection are shown on the site plan and will also be pointed out on site by the principal agent on the date possession of the site is given Care must be taken not to damage any of the existing services on site as any damage in this regard will be for the account of the contractor. In the event of any such damage, it will be expected from the contractor to notify the principal agent at once in writing and to rectify/repair and make good such damage within twenty four (24) hours of the occurrence of the event to the full satisfaction of the principal agent |  | 0
1 | 1 | 184 |  | 12.1.10 Protection of trees (B3.9) Specific requirements:The contractor is to ensure at all times that, under no circumstances, adjacent indigenous vegetation, trees, etc. are being damaged as a result from the construction activities and/or actions by his personnelPrior approval is to be obtained from the principal agent for the removal of any tree should it be required due to the positioning of the building on the site and/or other construction work to be executed |  | 0
1 | 1 | 184 |  | 12.1.11 Inspection of adjoining properties (B3.11) Specific requirements:The contractor is to note that all other existing buildings of the sports ground will remain occupied and fully operational during the construction period and the contractor is, therefore, urged to thoroughly inspect the site, acquaint himself with the nature, extent and conditions of all such adjoining existing buildings |  | 0
1 | 1 | 184 |  | 12.1.12 Enclosure of the works (B6.2) (Areas where work is taking place shall at all times be blocked off by appropriate means)Specific requirements:The contractor shall provide, erect, alter as necessary, maintain, remove and make good on completion of the works suitable hoardings, complete with gantries, fans, safety screens, barriers, guard railing, access gates, covered gangways, steel sections at crane lifts, splayed corners, returned ends, etc. as indicated on the drawings and as necessary for the enclosure of the works and the protection of the public, all to the satisfaction of the principal agent and the local authorityThe contractor and his staff, vehicles and plant will be restricted to these barricaded areas |  | 0
1 | 1 | 185 |  | 12.1.13 Offices (B6.4.3) Specific requirements:The contractor shall provide, maintain and remove on completion of the works an mobile container site office for the exclusive use of the principal agent, minimum size 6.1 x 2.44 x 2.59m high internally by approved service provider with suitably insulated and air conditioning unit, provided with electric lighting and fitted with desk, chair, drawing stool, drawing board and lock-up drawers for drawings. The office should be able to accommodate 12 persons. The office shall be kept clean and fit for use at all times |  | 0
1 | 1 | 185 |  | 12.1.14 Main notice board (B6.5) Specific requirements:The contractor shall provide, erect where directed, maintain and remove on completion of the works a notice board size 3 x 3m constructed of suitable boarding with flat smooth surface and with edging bead 19mm thick round outer edges and projecting 12mm from face of boarding and rounded on front edge. The board shall be securely fixed to hoarding, where hoarding is provided, or fixed to and including a suitable supporting structure of timber or tubular posts and braces. The board is to be painted ivory white and the bead and 12mm wide dividing lines dark green. All wording shall be inscribed in dark green as per the coat of arms for SA. All wording shall be inscribed in dark green painted sans serif lettering |  | 0
1 | 1 | 185 |  | 12.1.15 Subcontractors notice board (B6.6) A notice board is required (yes/no) No Specific requirements: None |  | 0
1 | 1 | 185 |  | 12.1.16 Water (B7.2) Option A (by contractor) (yes/no) Yes Option B (by employer - free of charge) (yes/no) No Option C (by employer - metered) (yes/no) No |  | 0
1 | 1 | 186 |  | 12.1.17 Electricity (B7.3) Option A (by contractor) (yes/no) Yes Option B (by employer - free of charge) (yes/no) No Option C (by employer - metered) (yes/no) No |  | 0
1 | 1 | 186 |  | 12.1.18 Telecommunications (B7.4) Telephone (yes/no) Yes Facsimile (yes/no) Yes E-mail (yes/no) Yes |  | 0
1 | 1 | 186 |  | 12.1.19 Ablution facilities (B7.5) Option A (by contractor) (yes/no) Yes Option B (by employer) (yes/no) No |  | 0
1 | 1 | 186 |  | 12.1.20 Protection of existing/sectionally occupied works (B11.2) Protection is required (yes/no) Yes |  | 0
1 | 1 | 186 |  | 12.1.21 Special attendance (B9.2) The contractor must obtain information from all subcontractors at tender stage regarding special attendance that might be required and make allowance for each and every subcontract that requires specialattendanceSubcontractor (1) details: NoneSubcontractor (2) details: NoneSubcontractor (3) details: None |  | 0
1 | 1 | 187 |  | 12.1.22 Protection of the works (B11.1) Specific requirements:All works that requires protection during construction must be adequately protected up to practical completion by the contractor |  | 0
1 | 1 | 187 |  | 12.1.23 Disturbance (B11.5) Specific requirements:The contractor shall execute the works with as little noise and disturbance as possible to adjoining buildings and the occupants thereof. It shall be expected from the contractor to keep the site, structures, etc. well watered during operations to prevent dust and shall provide and erect and remove on completion of the works all necessary temporary dust screens all to the satisfaction of the principal agent |  | 0
1 | 1 | 187 |  | 12.1.24 Environmental disturbance (B11.6) Specific requirements: The contractor shall keep the site free of rubble. All mixing areas shall be rehabilitated after usage. |  | 0
1 | 1 | 187 |  | Post tender information (B12.2) | H3 | 0
1 | 1 | 187 |  | 12.2.1 Payment of preliminaries (B10.2) Option A (prorated): (yes/no) Yes Option B (calculated): (yes/no) No |  | 0
1 | 1 | 187 |  | 12.2.2 Adjustment of preliminaries (B10.3) Option A (three categories): (yes/no) Yes Option B (detailed breakdown): (yes/no) No |  | 0
1 | 1 | 188 |  | 12.2.3 Additional agreed preliminaries items ................................................................ ................................................................ ................................................................ |  | 0
1 | 1 | 188 |  | SECTION C: SPECIFIC PRELIMINARIES | H2 | 0
1 | 1 | 188 |  | Section C contains specific preliminary items which apply to this contract except where N/A (Not Applicable) appears against an item |  | 0
1 | 1 | 188 | 101 | Clause C1.1 - Contract drawings The drawings issued with the tender documents do not comprise the complete set but serve as a guide only for tendering purposes and for indicating the scope of the work to enable the tenderer to acquaint himself with the nature and extent of the works and the manner in which they are to be executed Should any part of the drawings not be clearly understood by the tenderer, he shall, before submitting his tender, obtain clarification in writing from the principal agent F:............................. V:............................ T:............................ | Item | 0
1 | 1 | 188 | 102 | Clause C1.2 - As-built drawings The position of construction breaks and the extent of individual concrete pours are to be recorded by the contractor on the structural engineer's drawings and are to be submitted to the principal agent and the structural engineer for their records F:............................. V:............................ T:............................ | Item | 0
1 | 1 | 189 | 103 | Clause C2 - General preambles The documents "Construction Specifications – General Specification, PW371-A” and “Construction Specifications – Particular Specification, PW371-B” is obtainable from the Department of Public Works website (http://publicworks.gov.za/under"consultants guidelines"), and shall be read in conjunction with the bills of quantities and be referred to for the full descriptions of work to be done and materials to be used. F:............................. V:............................ T:............................ | Item | 0
1 | 1 | 189 | 104 | Clause C3 - Trade names Wherever a trade name for any product has been described in the bills of quantities, the tenderer’s attention is drawn to the fact that any other product of equal quality may be used subject to the written approval of the principal agent being obtained prior to the closing date for submission of tenders If prior written approval for an alternative product is not obtained, the product described shall be deemed to have been tendered for F:............................. V:............................ T:............................ | Item | 0
1 | 1 | 189 | 105 | Clause C4 - Imported materials and equipment Where imported items are listed in the tender documents, the tenderer shall provide all the information called for, failing which the price of any such item, materials or equipment shall be excluded from currency fluctuations Notwithstanding any provisions elsewhere regarding the adjustment of contract prices, the price of any item, material or equipment listed in terms of this clause shall be excluded from the Contract Price Adjustment Provisions (if applicable) F:............................. V:............................ T:............................ | N/A | 0
1 | 1 | 189 | 106 | Clause C5 - Viewing the site in public areas The site is situated in a public area and the tenderer must arrange with the caretaker or other responsible staff member to obtain permission to enter the site for tendering purposes F:............................. V:............................ T:............................ | Item | 0
1 | 1 | 190 | 107 | Clause C6 - Commencement of works in public areas As the works falls within a public area the contractor must give the caretaker or other responsible staff member notice before commencement of the works. Should the contractor fail to make such arrangements, admission to the site may be refused and any additional costs will be for the contractor’s account F:............................. V:............................ T:............................ | Item | 0
1 | 1 | 190 | 108 | Clause C7 - Entrance permits to security areas As the works falls within a public security area the contractor shall obtain entrance permits for his personnel and workmen entering the area and shall comply with all regulations and instructions which may be issued from time to time regarding the protection of persons and property under the control of the principal or chief security officer F:............................. V:............................ T:............................ | Item | 0
1 | 1 | 190 | 109 | Clause C8 - Security check of personnel The principal agent may require the contractor to have his personnel and workmen, or a certain number of them, security classified In the event of the principal agent requesting the removal of a person or persons from the works for security reasons, the contractor shall do so forthwith and shall thereafter ensure that such person or persons are denied access to the works and the site and/or to any document or information relating to the works F:............................. V:............................ T:............................ | Item | 0
1 | 1 | 190 | 110 | Clause C9 - Prohibition on taking of photographs In terms of article 119 of the Defence Act, 44 of 1957, it is prohibited to sketch or to take photographs of any military site or installation or any building or civil works thereon or to be in possession of a camera or other apparatus used for taking of photographs except when authorized thereto by or on behalf of the Minister The same prohibition is also applicable to all correctional institutions in terms of article 44.1(e) of the Correctional Services Act 8 of 1959 F:............................. V:............................ T:............................ | N/A | 0
1 | 1 | 191 | 111 | Clause C10 - HIV/AIDS awareness It is required of the contractor to thoroughly study the HIV/AIDS Specification (PW 1544) of the Department that must be read together with and is deemed to be incorporated under this Section of the bills of quantities/lump sum document. Provision for pricing of HIV/AIDS awareness is made under clauses C10.1 to C10.5 hereafter and it is explicitly pointed out that all requirements of the aforementioned specification are deemed to be priced hereunder, as the said items represent the only method of measurement and no additional items or extras to the contract in this regard shall be entertained The contractor must take note that compliance with the HIV/AIDS Specification is compulsory. In the event of partial or total non-compliance, the principal agent, notwithstanding the provisions of Clause 31 of “Section 1: Preliminaries (Section A)” or any other clause to the contrary, reserves the right to delay issuing any progress payment certificate until the contractor provides satisfactory proof of compliance. The contractor shall not be entitled to any compensation of whatsoever nature, including interest, due to such delay of payment | CONT | 0
1 | 1 | 191 | 112 | Clause C10.1 - Awareness champion Selection, appointment, briefing and making available of an Awareness Champion including provision of all relevant services, all in accordance with the HIV/AIDS Specification F:............................. V:............................ T:............................ | Item | 0
1 | 1 | 191 | 113 | Clause C10.2 - Awareness workshops Selection and appointment of a competent Service Provider approved by the principal agent, provision of a Service Provider Workshop Plan and a suitable venue, conducting of awareness workshops by means of traditional and/or modern multi-media techniques, including follow-up courses, making available all tuition material and performing assessment procedures, all in accordance with the HIV/AIDS Specification F:............................. V:............................ T:............................ | Item | 0
1 | 1 | 192 | 114 | Clause C10.3 - Posters, booklets, videos, etc Provision, displaying, maintaining and replacing when necessary of four plastic laminated posters, booklets and educational videos, etc. for the duration of the construction period, all in accordance with the HIV/AIDS Specification F:............................. V:............................ T:............................ | Item | 0
1 | 1 | 192 | 115 | Clause C10.4 - Access to condoms Provision and maintenance of condom dispensers fixed in position, including male and female condoms, replenishing male and female condoms on a daily basis as required for the duration of the construction period, all in accordance with the HIV/AIDS Specification F:............................. V:............................ T:............................ | Item | 0
1 | 1 | 192 | 116 | Clause C10.5 - Monitoring Monitoring HIV/AIDS awareness of workers, providing the principal agent with access to information including making available all reports, thoroughly completed and reflecting the correct information, for the duration of the construction period and close out, all in accordance with the HIV/AIDS Specification F:............................. V:............................ T:............................ | Item | 0
1 | 1 | 193 | 117 | Clause C11 - Occupational Health and Safety Act The contractor shall comply with all the requirements set out in the Construction Regulations, 2014 issued under the Occupational Health and Safety Act, 1993 (Act No 85 of 1993) as Amended and annexed Project Health and Safety Specifications It is required of the contractor to thoroughly study the Project Health and Safety Specification that must be read together with and is deemed to be incorporated under this Section of the bills of quantities The contractor must take note that compliance with the Occupational Health and Safety Act, Construction Regulations and Project Health and Safety Specifications is compulsory. In the event of partial or total non-compliance, the principal agent, notwithstanding the provisions of clause 31.0 of Section A or any other clause to the contrary, reserves the right to delay issuing any progress payment certificate until the contractor provides satisfactory proof of compliance. The contractor shall not be entitled to any compensation of whatsoever nature, including interest, due to such delay of payment Provision for pricing of the Occupational Health and Safety Act, Construction Regulations and Project Health and Safety Specification is made under this clause and it is explicitly pointed out that all requirements of the aforementioned are deemed to be priced hereunder and no additional claims in this regard shall be entertained | CONT | 0
1 | 1 | 193 | 118 | Part A - OHS Act: Compliance - Implementation of the Health and Safety - Construction Health and Safety Documentation | CONT | 0
1 | 1 | 193 | 119 | Clause C11.1.1 - Prepare and compile site specific Health and Safety Plan as per Occupational Health and Safety Specifications (Section 3, Scope of Work), OHS Act and Regulations F:............................. V:............................ T:............................ | Item | 0
1 | 1 | 193 | 120 | Clause C11.1.2 - Allow for the preparation and compilation of the site specific health and safety file, and a health and safety working file F:............................. V:............................ T:............................ | Item | 0
1 | 1 | 194 | 121 | Clause C11.1.3 - Appointment of a registered construction health and safety officer for the duration of the Contract as per Section 8(5) of the Construction Regulations 2014 F:............................. V:............................ T:............................ | Item | 0
1 | 1 | 194 | 122 | Part B - OHS Act: Compliance - Implementation of the Health and Safety - Personal Protective Equipment | CONT | 0
1 | 1 | 194 | 123 | Clause C11.2.1 - Foot protection (steel toe boots, gum boots, etc) F:............................. V:............................ T:............................ | Item | 0
1 | 1 | 194 | 124 | Clause C11.2.2 - Clothing (overalls depicting contractors company name/identifcation) F:............................. V:............................ T:............................ | Item | 0
1 | 1 | 194 | 125 | Clause C11.2.3 - Gloves (leather, PVC, acid resistant, etc) F:............................. V:............................ T:............................ | Item | 0
1 | 1 | 194 | 126 | Clause C11.2.4 - Head protection: hard hats with air vents colour coded - supervisor (white), ohs (green), skilled (red) and unskilled labour (blue) F:............................. V:............................ T:............................ | Item | 0
1 | 1 | 194 | 127 | Clause C11.2.5 - Ear protection (earmuffs with 30% protective value) F:............................. V:............................ T:............................ | Item | 0
1 | 1 | 194 | 128 | Clause C11.2.6 - Eye protection (face shield, goggles, spectacles, etc) F:............................. V:............................ T:............................ | Item | 0
1 | 1 | 194 | 129 | Clause C11.2.7 - Visibility (luminous high visibility safety vest/ jackets/ bibs/ etc) F:............................. V:............................ T:............................ | Item | 0
1 | 1 | 194 | 130 | Clause C11.2.8 - Harness (double stranded safety harness with pylon hooks) F:............................. V:............................ T:............................ | Item | 0
1 | 1 | 195 | 131 | Clause C11.2.9 - Portable ladders A-frame, expendable, length, material, etc. F:............................. V:............................ T:............................ | Item | 0
1 | 1 | 195 | 132 | Part C - OHS Act: Compliance - Implementation of the Health and Safety - Occupational Medical Surveillance | CONT | 0
1 | 1 | 195 | 133 | Clause C11.3.1 - Entry Medical Examinations by a SASOHN registered Occupational Health Nurse or a SASOM registered Occupational Medical Practitioner F:............................. V:............................ T:............................ | Item | 0
1 | 1 | 195 | 134 | Clause C11.3.2 - Exit Medical Examination F:............................. V:............................ T:............................ | Item | 0
1 | 1 | 195 | 135 | Clause C11.3.3 - Provision of a first aid kit F:............................. V:............................ T:............................ | Item | 0
1 | 1 | 195 | 136 | Clause C11.3.4 - Provision of a fire-fighting measures F:............................. V:............................ T:............................ | Item | 0
1 | 1 | 195 | 137 | Part D - OHS Act: Compliance - Implementation of the Health and Safety - Education, Training and Signage | CONT | 0
1 | 1 | 195 | 138 | Clause C11.4.1 - Health and Safety induction site access cards F:............................. V:............................ T:............................ | Item | 0
1 | 1 | 195 | 139 | Clause C11.4.2 - Basic First Aid training level one F:............................. V:............................ T:............................ | Item | 0
1 | 1 | 195 | 140 | Clause C11.4.3 - Health and Safety representative F:............................. V:............................ T:............................ | Item | 0
1 | 1 | 196 | 141 | Clause C11.4.4 - Construction (fire fighting. general information, prohibitory, mandatory, warning, hazchem, photo luminescent, etc) F:............................. V:............................ T:............................ | Item | 0
1 | 1 | 196 | 142 | Clause C11.4.5 - Health and Safety information display board in site office, emergency evacuation flow diagram, emergency contact numbers, electrical, general, etc F:............................. V:............................ T:............................ | Item | 0
1 | 1 | 196 | 143 | Clause C11.4.6 - Health and Safety charts (OHS Act, Basic Conditions of Employment Act) F:............................. V:............................ T:............................ | Item | 0
1 | 1 | 196 | 144 | Clause C12 - COVID-19 Health and Safety The contractor shall comply with all the requirements set out in the Occupational Health and Safety Act, 1993 (Act No 85 of 1993) as Amended, Compensation for Occupational Injuries and Diseases Act 1993, (Act 130 of 1993) as amended by the Compensation for Occupational Injuries and Diseases Amendment Act 1997, (Act 61 of 1997), Disaster Management Act 2002, (Act 57 of 2002) as amended Disaster Management Amendment Act 2020, (Act 763 of 2020) Amendment of Regulations issued in terms of Section 37(2)The contractor must take note that compliance with the COVID-19 Health and Safety is compulsory. In the event of partial or total non-compliance, the principal agent, notwithstanding the provisions of clause 31.0 of Section A or any other clause to the contrary, reserves the right to delay issuing any progress payment certificate until the contractor provides satisfactory proof of compliance. The contractor shall not be entitled to any compensation of whatsoever nature, including interest, due to such delay of paymentProvision for pricing of the COVID-19 Health and Safety is made under this clause and it is explicitly pointed out that all requirements of the aforementioned are deemed to be priced hereunder and no additional claims in this regard shall be entertained | CONT | 0
1 | 1 | 196 | 145 | Clause C12.1.1 - Hazard identification and risk assessment specific to the COVID-19 Epidemic and other adjustments to ensure compliance for the assignment F:............................. V:............................ T:............................ | Item | 0
1 | 1 | 197 | 146 | Clause C12.1.2 - Daily logbook and screening for COVID-19 F:............................. V:............................ T:............................ | Item | 0
1 | 1 | 197 | 147 | Clause C12.1.3 - Mandatory Health and Safety signage/notices/posters with COVID-19 protocols F:............................. V:............................ T:............................ | Item | 0
1 | 1 | 197 | 148 | Clause C12.1.4 - 2 x 3ply cloth face masks to employees F:............................. V:............................ T:............................ | Item | 0
1 | 1 | 197 | 149 | Clause C12.1.5 - Medical graded face shields F:............................. V:............................ T:............................ | Item | 0
1 | 1 | 197 | 150 | Clause C12.1.6 - Non contact infrared thermometers F:............................. V:............................ T:............................ | Item | 0
1 | 1 | 197 | 151 | Clause C12.1.7 - Hand sanitizers with 70% alcohol content (no cleaning and detergents for everyday cleaning) F:............................. V:............................ T:............................ | Item | 0
1 | 1 | 197 | 152 | Clause C12.1.8 - Foot operated hand sanitiser stands with minimum 1 litre tank capacity F:............................. V:............................ T:............................ | Item | 0
1 | 1 | 197 | 153 | Clause C12.1.9 - Waste bins (Including COVID-19 Waste Management) F:............................. V:............................ T:............................ | Item | 0
1 | 1 | 198 | 154 | Clause C13 - Site instructions All site instructions issued on site shall be recorded in writing within seven (7) calendar days in site instruction book (A4 size and triplicate carbon format), which is to be provided and maintained by the contractor. The said site instruction book shall be kept on site at all times for the exclusive use of recording site instructions only Site instructions may be issued by the principal agent or any of the consultants only. Copies of the site instructions are to be submitted to the principal agent and quantity surveyor within seven (7) calendar days of such recording in the site instruction book F:............................. V:............................ T:............................ | Item | 0
1 | 1 | 198 | 155 | Clause C14 - Warranties for material and workmanship Where warranties for materials and/or workmanship are called for, the contractor shall obtain a written warranty, addressed to the employer, from the firm supplying the materials and/or doing the work and shall deliver same to the principal agent on the certified completion of the contract. The warranty shall state that workmanship, materials and installation are warranteed for a specified period from the date of final completion and that any defects that may arise during the specified period shall be made good at the expense of the firm supplying the materials and/or doing the work, upon written notice to do so. The warranty will not be enforced if the work is damaged by defects in the construction of the building in which case the responsibility for replacement shall rest entirely with the contractor F:............................. V:............................ T:............................ | Item | 0
1 | 1 | 198 | 156 | Clause C15 - Non-cession of monies The contractor shall not cede nor assign his rights or claims to any monies due or to become due to him under this contract F:............................. V:............................ T:............................ | Item | 0
1 | 1 | 199 | 157 | Clause C16 - Propping of floors below The contractor is advised that propping of floors below may be required if he wishes to use any areas of completed suspended reinforced concrete slabs for vehicle access, storage of materials and goods and location of plant, scaffolding, etc. The location of these areas and any necessary propping shall be approved by the principal agent and the cost thereof shall be borne by the contractor F:............................. V:............................ T:............................ | Item | 0
1 | 1 | 199 | 158 | Clause C17 - Testing of windows for water tightness Each window shall be tested for water tightness with water sprayed on using adequate pressure. If in the opinion of the principal agent, the pressure proves to be inadequate, then the pressure shall be boosted by means of compressed air or other approved means F:............................. V:............................ T:............................ | Item | 0
1 | 1 | 199 | 159 | Clause C18 - Testing of flat roof waterproofing for water tightness Flat roof waterproof areas shall be prepared with small sand dykes around them of a size and enclosing an area approved by the principal agent, flooded with water and kept "ponded" for at least 36 hours as a test to ensure the water tightness of the waterproofing and before any further construction work is carried out above the waterproofing F:............................. V:............................ T:............................ | Item | 0
1 | 1 | 199 | 160 | Clause C19 - Overtime Should it be required, for any reason whatsoever, that overtime is to be worked, the costs of such overtime shall be borne by the contractor unless the principal agent has specifically instructed and authorized in writing, prior to the execution thereof, that costs for such overtime will to be borne by the employer F:............................. V:............................ T:............................ | Item | 0
1 | 1 | 200 | 161 | Clause C20 - Labour record At the end of each week the contractor shall provide the principal agent with a written record, in schedule form, reflecting the number and description of tradesmen and labourers employed by him and all subcontractors on the works each day F:............................. V:............................ T:............................ | Item | 0
1 | 1 | 200 | 162 | Clause C21 - Plant record At the end of each calendar week the contractor shall provide the principal agent with a written record, in schedule form, reflecting the number, type and capacity of all plant, excluding hand tools, currently used on the works F:............................. V:............................ T:............................ | Item | 0
1 | 1 | 200 |  | SECTION D: MONEY PROVISIONS | H2 | 0
1 | 1 | 200 |  | Geo-Technical Investigation: | H4 | 0
1 | 1 | 200 | 163 | Provide the sum of R70 246.00 (Seventy Thousand Two Hundred and Forty Six Rand) for the costs of geo-technical investigation to be appointed by the principal agent and to be adjusted where applicable or to be deducted in whole or in part if not required | Item | 1 | 70246 | 70246
1 | 1 | 200 |  | Topographical Surveys: | H4 | 0
1 | 1 | 200 | 164 | Provide the sum of R12 574.10 (Twelve Thousand Five Hundred and Seventy Four Rand and Ten Cents) for the costs of topographical surveys to be appointed by the principal agent and to be adjusted where applicable or to be deducted in whole or in part if not required | Item | 1 | 12574.1 | 12574.1
1 | 1 | 200 |  | SUMMARY OF CATEGORIES | H3 | 0
1 | 1 | 200 |  | Category : Fixed ................................ Category : Value ................................ Category : Time ................................ |  | 0
1 | 1 |  |  |  |  | 0
2 | 1 | 205 |  | SECTION 2 | H1 | 0
2 | 1 | 205 |  | BILL NO 1 | H1 | 0
2 | 1 | 205 |  | FOUNDATIONS (PROVISIONAL) | H1 | 0
2 | 1 | 205 |  | PREAMBLES | H2 | 0
2 | 1 | 205 |  | For preambles refer to "Construction Specifications - General Specification, PW371-A" and "Construction Specifications - Particular Specification, PW371-B" |  | 0
2 | 1 | 205 |  | NOTE | H2 | 0
2 | 1 | 205 |  | All prices/rates to be net, excluding Value Added Tax |  | 0
2 | 1 | 205 |  | SUPPLEMENTARY PREAMBLES | H2 | 0
2 | 1 | 205 |  | Nature of ground | H3 | 0
2 | 1 | 205 |  | A soils investigation has been carried out on the site and the report is available from the principal agent. The soils report indicates that the ground varies between silty sand, reworked soil of mixed origin and residual shale, all of which will be deemed as "earth". All very hard unweathered shale, ironstone, etc, the removal of which necessitates the use of explosives or heavy duty hydraulic percussion hammers (peckers), will be classified as "hard rock" |  | 0
2 | 1 | 205 |  | “Soft rock” shall mean hard material, the removal of which warrants the use of pneumatic tools and includes hard shale, ferricite, compact ouklip and material of similar hardness |  | 0
2 | 1 | 205 |  | “Earth” shall mean all ground other than that classified as “hard rock” or “soft rock” and shall include made-up ground and any loose stones, pebbles or pieces of concrete not exceeding 0,03m3 in volume |  | 0
2 | 1 | 206 |  | Subterranean water | H3 | 0
2 | 1 | 206 |  | No subterranean water is expected The water table is expected to vary between approximately 3m and 10m below natural ground level. The removal of subterranean water is given separately |  | 0
2 | 1 | 206 |  | Carting away of excavated material | H3 | 0
2 | 1 | 206 |  | Descriptions of carting away of excavated material shall be deemed to include loading excavated material onto trucks directly from the excavations or, alternatively, from stock piles situated on the building site |  | 0
2 | 1 | 206 |  | Filling and layer work materials | H3 | 0
2 | 1 | 206 |  | References such as "G1", "G2", etc and "C1", "C2", etc in descriptions of filling and layer work materials refer to corresponding references in the document "Guidelines for Road Construction Materials. TRH 14 : 1985" compiled by the Committee of State Road Authorities and the properties set out therein for each kind shall be applicable to the respective materials described hereinafter |  | 0
2 | 1 | 206 |  | Samples of potential fill material obtained from excavations, trench excavations, etc. are to be submitted to and approved by the principal agent prior the re-use thereof as "filling" |  | 0
2 | 1 | 206 |  | All filling obtained from a commercial source should comply to minimum G5 standard |  | 0
2 | 1 | 206 |  | Should any material be found unsuitable and the use thereof be disapproved, such material shall be disposed and approved material must be sourced and imported from an approved commercial source |  | 0
2 | 1 | 206 |  | Filling in general shall be compacted to the prescribed percentage Mod AASHTO density |  | 0
2 | 1 | 207 |  | Soil poisoning and insecticide | H3 | 0
2 | 1 | 207 |  | All soil poisoning and insecticide to be applied under a five year guarantee by an approved firm of Specialists |  | 0
2 | 1 | 207 |  | Cleaning-up of disturbed areas | H3 | 0
2 | 1 | 207 |  | The contractor will be liable to, upon completion, rehabilitate all those areas of the site used for spoiling, mixing of concrete or any other disturbances caused to the site by the contractor by grading the area to follow the adjacent ground contours and afterwards compacted to 80% Mod AASHTO density, all to the full satisfaction of the principal agent |  | 0
2 | 1 | 207 |  | Supplementary preambles and full descriptions of materials, items, work, etc. | H3 | 0
2 | 1 | 207 |  | The contractor is referred to the next Bill No 2, Concrete, Formwork and Reinforcement, and Bill No 3, Masonry, for supplementary preambles and full descriptions of materials, items, work, etc. which shall be regarded to be equally applicable for work described in this Bill, unless specifically otherwise described |  | 0
2 | 1 | 207 |  | ------------------------- |  | 0
2 | 1 | 207 |  | EXCAVATION, FILLING, ETC (WORK GROUP 104) | H2 | 0
2 | 1 | 207 |  | EXCAVATIONS ETC | H3 | 0
2 | 1 | 207 |  | Excavation in earth not exceeding 2m deep: | H4 | 0
2 | 1 | 207 | 1 | Trenches | m3 | 64
2 | 1 | 207 | 2 | Holes | m3 | 0.3
2 | 1 | 207 |  | Extra over trench and hole excavations in earth for excavation, in: | H4 | 0
2 | 1 | 207 | 3 | Soft rock | m3 | 6
2 | 1 | 208 | 4 | Hard rock | m3 | 3
2 | 1 | 208 |  | Extra over all excavations for carting away: | H4 | 0
2 | 1 | 208 | 5 | Surplus material from excavations and/on prescribed stockpiles on site to a dumping site to be located by the contractor | m3 | 1
2 | 1 | 208 |  | Risk of collapse of excavations: | H4 | 0
2 | 1 | 208 | 6 | Sides of trench and hole excavations not exceeding 1,5m deep | m2 | 184
2 | 1 | 208 |  | Keeping excavations free of water: | H4 | 0
2 | 1 | 208 | 7 | Keeping excavations free of all water other than subterranean water | Item | 1
2 | 1 | 208 |  | FILLING ETC | H3 | 0
2 | 1 | 208 |  | Selected earth filling obtained from the excavations and /or prescribed stock piles on site, including haulage approximately 100m from perimeter of excavations or stock piles, compacted to 95% Mod AASHTO density: | H4 | 0
2 | 1 | 208 | 8 | Under floors, steps, pavings, etc | m3 | 28
2 | 1 | 208 | 9 | Backfilling to trenches, holes, etc | m3 | 24
2 | 1 | 208 |  | Filling of natural gravel material (G5) supplied by the contractor, compacted to 95% Mod AASHTO density: | H4 | 0
2 | 1 | 208 | 10 | Under floors, steps, pavings, etc | m3 | 1
2 | 1 | 208 |  | Compaction of surfaces: | H4 | 0
2 | 1 | 208 | 11 | In-situ compaction of natural or excavated ground surface under floors etc, including scarifying for a depth of 150mm, breaking down oversize material, adding suitable material where necessary and compacting to 93% Mod AASHTO density | m2 | 172
2 | 1 | 209 |  | TESTS | H3 | 0
2 | 1 | 209 |  | Prescribed tests to determine degree of compaction or other properties of ground or filling: | H4 | 0
2 | 1 | 209 | 12 | "Modified AASHTO Density" tests | No | 27
2 | 1 | 209 |  | WEED KILLERS, INSECTICIDES, ETC | H3 | 0
2 | 1 | 209 |  | Soil insecticide in accordance with SANS 5859: | H4 | 0
2 | 1 | 209 | 13 | Under floors etc, including forming and poisoning shallow furrows against foundation walls etc, filling in furrows and ramming | m2 | 172
2 | 1 | 209 | 14 | To bottoms and sides of trenches etc | m2 | 306
2 | 1 | 209 |  | UNREINFORCED CONCRETE CAST AGAINST EXCAVATED SURFACES (WORK GROUP 110) | H2 | 0
2 | 1 | 209 |  | 15MPa/19mm concrete, in: | H4 | 0
2 | 1 | 209 | 15 | Surface blinding under footings and bases | m3 | 5
2 | 1 | 209 |  | REINFORCED CONCRETE CAST AGAINST EXCAVATED SURFACES (WORK GROUP 110) | H2 | 0
2 | 1 | 209 |  | 30MPa/19mm concrete, in: | H4 | 0
2 | 1 | 209 | 16 | Strip footings | m3 | 29
2 | 1 | 209 | 17 | Bases | m3 | 0.3
2 | 1 | 209 |  | MOVEMENT JOINTS ETC | H3 | 0
2 | 1 | 209 |  | Expansion joints with 10mm bitumen impregnated softboard between vertical concrete and brick surfaces: | H4 | 0
2 | 1 | 209 | 18 | Not exceeding 300mm high to edges of surface beds | m | 197
2 | 1 | 210 |  | TEST CUBES | H3 | 0
2 | 1 | 210 | 19 | Making and testing a set of three concrete strength test cubes, each 150 x 150 x 150mm, sending them to an approved laboratory for testing and paying all charges in connection therewith (Provisional) | No | 5
2 | 1 | 210 |  | REINFORCEMENT (PROVISIONAL) (WORK GROUP 114) | H2 | 0
2 | 1 | 210 |  | Mild steel reinforcement to structural concrete work: | H4 | 0
2 | 1 | 210 | 20 | 10mm Diameter bars | t | 0.4
2 | 1 | 210 |  | High tensile steel reinforcement to structural concrete work: | H4 | 0
2 | 1 | 210 | 21 | 8mm Diameter bars | t | 0.05
2 | 1 | 210 | 22 | 10mm Diameter bars | t | 0.36
2 | 1 | 210 | 23 | 12mm Diameter bars | t | 0.02
2 | 1 | 210 |  | BRICKWORK IN FOUNDATIONS (WORK GROUP 116) | H2 | 0
2 | 1 | 210 |  | Brickwork of NFX bricks (14 MPa nominal compressive strength) in class II mortar: | H4 | 0
2 | 1 | 210 | 24 | One brick walls | m2 | 86
2 | 1 | 210 |  | BRICKWORK SUNDRIES | H3 | 0
2 | 1 | 210 |  | Joint forming material in movement joints: | H4 | 0
2 | 1 | 210 | 25 | 10mm Bitumen impregnated fibre board built in vertically through brick walls | m2 | 2
2 | 1 | 210 |  | 2,5mm Brickwork reinforcement: | H4 | 0
2 | 1 | 210 | 26 | 150mm Wide reinforcement built in horizontally | m | 870
2 | 1 | 211 |  | FACE BRICKWORK (WORK GROUP 116) | H2 | 0
2 | 1 | 211 |  | "Approved" NFX face bricks (Cost Price R6 500-00/1 000 net, excluding VAT) pointed with recessed horizontal and vertical joints: | H4 | 0
2 | 1 | 211 | 27 | Extra over brickwork in foundations for face brickwork | m2 | 37
2 | 1 | 211 | 28 | One brick walls in stretcher bond pointed on both sides | m2 | 0.5
2 | 1 | 211 |  | Brick-on-edge header course copings, sills, etc. of "Approved" NFX face bricks (Cost Price R6 500-00/1 000 net, excluding VAT) pointed with recessed joints on all exposed faces: | H4 | 0
2 | 1 | 211 | 29 | 220mm Copings on top of one brick walls | m | 43
2 | 1 |  |  |  |  | 0
2 | 2 | 213 |  | SECTION 2 | H1 | 0
2 | 2 | 213 |  | BILL NO 2 | H1 | 0
2 | 2 | 213 |  | CONCRETE, FORMWORK AND REINFORCEMENT | H1 | 0
2 | 2 | 213 |  | PREAMBLES | H2 | 0
2 | 2 | 213 |  | For preambles refer to "Construction Specifications - General Specification, PW371-A" and "Construction Specifications - Particular Specification, PW371-B" |  | 0
2 | 2 | 213 |  | NOTE | H2 | 0
2 | 2 | 213 |  | All prices/rates to be net, excluding Value Added Tax |  | 0
2 | 2 | 213 |  | SUPPLEMENTARY PREAMBLES | H2 | 0
2 | 2 | 213 |  | Concrete general | H3 | 0
2 | 2 | 213 |  | Surface beds cast in panels shall be cast in panels not exceeding 20m² All reinforced concrete is to be compacted with a mechanical vibrator |  | 0
2 | 2 | 213 |  | Concrete test cubes | H3 | 0
2 | 2 | 213 |  | Descriptions and tendered rates for concrete strength test cubes, as required under clause 7, "Tests" of SABS 1200 G, shall be deemed to cater for all the costs of providing cube moulds necessary for the purpose, making, storing and sending thereof to an approved accredited laboratory for testing, paying all charges in connection therewith and for submitting test result reports to principal agent |  | 0
2 | 2 | 213 |  | All concrete strength test cubes, each size 150 x 150 x 150mm, shall be prepared in a set of three |  | 0
2 | 2 | 214 |  | It will be required from the contractor to prepare concrete strength test cube sets for each building at the following minimum frequencies: - One set of three cubes for every 15m³, or part thereof, of concrete cast per day, or: - One set of three cubes for each batch of concrete cast per event |  | 0
2 | 2 | 214 |  | All concrete strength test cubes shall be labelled and the identity thereof (ie. date, concrete strength type, position where batch was cast relative to the building and building identity) shall be properly recoded for future reference |  | 0
2 | 2 | 214 |  | Formwork | H3 | 0
2 | 2 | 214 |  | Descriptions of formwork shall be deemed to include use and waste only (except where described as "left in" or "permanent"), for fitting together in the required forms, wedging, plumbing and fixing to true angles and surfaces as necessary to ensure easy release during stripping and for reconditioning as necessary before re-use |  | 0
2 | 2 | 214 |  | The vertical strutting shall be carried down to such construction as is sufficiently strong to afford the required support without damage and shall remain in position until the newly constructed work is able to support itself |  | 0
2 | 2 | 214 |  | Formwork to soffits of solid slabs etc shall be deemed to be to slabs not exceeding 250mm thick unless otherwise described |  | 0
2 | 2 | 214 |  | Formwork to soffits of slabs, beams, etc shall be deemed to be propped up exceeding 1,5m and not exceeding 3,5m high unless otherwise described |  | 0
2 | 2 | 215 |  | Formwork to sides of bases, pile caps, ground beams, etc will only be measured where it is prescribed by the engineer for design reasons. Formwork necessitated by irregularity or collapse of excavated faces will not be measured and the cost thereof shall be deemed to be included in the allowance for taking the risk of collapse of the sides of the excavations, provision for which is made in "Earthworks" |  | 0
2 | 2 | 215 |  | Fabric reinforcement | H3 | 0
2 | 2 | 215 |  | Standard welded steel fabric reinforcement shall be as included in Table 1 of SANS 1024 and shall have 300mm wide laps |  | 0
2 | 2 | 215 |  | ------------------------- |  | 0
2 | 2 | 215 |  | REINFORCED CONCRETE CAST AGAINST EXCAVATED SURFACES (WORK GROUP 110) | H2 | 0
2 | 2 | 215 |  | 30MPa/19mm concrete, in: | H4 | 0
2 | 2 | 215 | 1 | Surface beds on waterproofing | m3 | 22
2 | 2 | 215 | 2 | Extra over concrete for thickening size 170mm deep, 450mm wide including all excavation to 100mm, backfilling, etc. | m | 50
2 | 2 | 215 |  | REINFORCED CONCRETE CAST ON/IN FORMWORK (WORK GROUP 110) | H2 | 0
2 | 2 | 215 |  | 30MPa/19mm concrete, in: | H4 | 0
2 | 2 | 215 | 3 | Slabs, including beams and inverted beams | m3 | 5
2 | 2 | 215 |  | TEST CUBES | H3 | 0
2 | 2 | 215 | 4 | Making and testing a set of three concrete strength test cubes, each 150 x 150 x 150mm, sending them to an approved laboratory for testing and paying all charges in connection therewith (Provisional) | No | 5
2 | 2 | 216 |  | CONCRETE SUNDRIES | H3 | 0
2 | 2 | 216 |  | Finishing top surfaces of concrete smooth with a wooden float whilst concrete is still green: | H4 | 0
2 | 2 | 216 | 5 | Surface beds, slabs, etc (Provisional) | m2 | 200
2 | 2 | 216 |  | FORMWORK, ETC. TO CONCRETE (WORK GROUP 111) | H2 | 0
2 | 2 | 216 |  | ROUGH FORMWORK (DEGREE OF ACCURACY II) | H3 | 0
2 | 2 | 216 |  | Rough formwork to sides: | H4 | 0
2 | 2 | 216 | 6 | Edges, risers, ends and reveals not exceeding 300mm high or wide | m | 46
2 | 2 | 216 |  | SMOOTH FORMWORK (DEGREE OF ACCURACY II) | H3 | 0
2 | 2 | 216 |  | Smooth formwork to sides: | H4 | 0
2 | 2 | 216 | 7 | Edges, risers, ends and reveals not exceeding 300mm high or wide | m | 24
2 | 2 | 216 |  | Smooth formwork to soffits: | H4 | 0
2 | 2 | 216 | 8 | Slabs propped up exceeding 1,5m and not exceeding 3,5m high | m2 | 28
2 | 2 | 216 |  | MOVEMENT, EXPANSION JOINTS ETC | H3 | 0
2 | 2 | 216 |  | Expansion joints with bitumen impregnated softboard between vertical concrete and brick surfaces: | H4 | 0
2 | 2 | 216 | 9 | 10mm Thick bitumen impregnated softboard vertical expansion joint not exceeding 300mm high or wide, including all cutting and waste (Provisional) | m | 1
2 | 2 | 216 |  | Saw-cut joints: | H4 | 0
2 | 2 | 216 | 10 | 5 x 50mm Deep saw-cut joints in top of concrete | m | 1
2 | 2 | 217 |  | REINFORCEMENT (PROVISIONAL) (WORK GROUP 114) | H2 | 0
2 | 2 | 217 |  | Mild steel reinforcement to structural concrete work: | H4 | 0
2 | 2 | 217 | 11 | 10mm Diameter bars | t | 1
2 | 2 | 217 |  | High tensile steel reinforcement to structural concrete work: | H4 | 0
2 | 2 | 217 | 12 | 10mm Diameter bars | t | 0.41
2 | 2 | 217 |  | Fabric reinforcement: | H4 | 0
2 | 2 | 217 | 13 | Type 193 fabric reinforcement in concrete slabs etc | m2 | 149
2 | 2 |  |  |  |  | 0
2 | 3 | 219 |  | SECTION 2 | H1 | 0
2 | 3 | 219 |  | BILL NO 3 | H1 | 0
2 | 3 | 219 |  | MASONRY (WORK GROUP 116) | H1 | 0
2 | 3 | 219 |  | PREAMBLES | H2 | 0
2 | 3 | 219 |  | For preambles refer to "Construction Specifications - General Specification, PW371-A" and "Construction Specifications - Particular Specification, PW371-B" |  | 0
2 | 3 | 219 |  | NOTE | H2 | 0
2 | 3 | 219 |  | All prices/rates to be net, excluding Value Added Tax |  | 0
2 | 3 | 219 |  | SUPPLEMENTARY PREAMBLES | H2 | 0
2 | 3 | 219 |  | Proprietary items or materials | H3 | 0
2 | 3 | 219 |  | Proprietary items or materials where specified are to be of the brand specified - or other approved - by the principal agent |  | 0
2 | 3 | 219 |  | Sizes in descriptions | H3 | 0
2 | 3 | 219 |  | Where sizes in descriptions are given in brick units, "one brick" shall represent the length and "half brick" the width of a brick |  | 0
2 | 3 | 219 |  | Face bricks | H3 | 0
2 | 3 | 219 |  | Bricks shall be ordered timeously to obtain uniformity in size and colour |  | 0
2 | 3 | 219 |  | Pointing | H3 | 0
2 | 3 | 219 |  | Descriptions of recessed pointing to fair face brickwork and face brickwork shall be deemed to include square recessed, hollow recessed, weathered pointing, etc |  | 0
2 | 3 | 220 |  | Samples, etc | H3 | 0
2 | 3 | 220 |  | Rates for brickwork, faced brickwork, etc shall include for all required samples |  | 0
2 | 3 | 220 |  | ------------------------- |  | 0
2 | 3 | 220 |  | SUPERSTRUCTURE | H2 | 0
2 | 3 | 220 |  | Brickwork of NFX bricks (14 MPa nominal compressive strength) in class II mortar: | H4 | 0
2 | 3 | 220 | 1 | Half brick walls | m2 | 92
2 | 3 | 220 | 2 | Half brick walls in beamfilling | m2 | 18
2 | 3 | 220 | 3 | One brick walls | m2 | 307
2 | 3 | 220 | 4 | One brick gable walls | m2 | 10
2 | 3 | 220 | 5 | One brick walls in beamfilling | m2 | 12
2 | 3 | 220 |  | BRICKWORK SUNDRIES | H3 | 0
2 | 3 | 220 |  | 2,5mm Brickwork reinforcement: | H4 | 0
2 | 3 | 220 | 6 | 75mm Wide reinforcement built in horizontally | m | 351
2 | 3 | 220 | 7 | Ditto, but 150mm wide | m | 1262
2 | 3 | 220 |  | Prestressed fabricated concrete lintels including necessary temporary supports: | H4 | 0
2 | 3 | 220 | 8 | 105 x 75mm Lintels in lengths not exceeding 3m | m | 79
2 | 3 | 220 |  | Turning pieces to lintels etc: | H4 | 0
2 | 3 | 220 | 9 | 110mm Wide turning pieces | m | 12
2 | 3 | 220 | 10 | Ditto, but 220mm Wide | m | 37
2 | 3 | 221 |  | Galvanised wire ties, etc: | H4 | 0
2 | 3 | 221 | 11 | 4mm Diameter roof tie 2m girth bent double with one end built into brickwork and other end fixed to timber (Provisional) | No | 64
2 | 3 | 221 |  | Galvanised hoop iron cramps, ties, etc: | H4 | 0
2 | 3 | 221 | 12 | 30 x 1,2mm Wall tie 700mm long with one end built into 230mm wide brickwork and other end into 115mm wide brickwork | No | 69
2 | 3 | 221 |  | FACE BRICKWORK | H2 | 0
2 | 3 | 221 |  | Cutting of face bricks |  | 0
2 | 3 | 221 |  | Prices to allow for all cutting to face bricks by means off mechanical cutting saw |  | 0
2 | 3 | 221 |  | "Approved" NFX face bricks (Cost Price R6 500-00/1 000 net, excluding VAT) pointed with recessed horizontal and vertical joints: | H4 | 0
2 | 3 | 221 | 13 | Extra over brickwork for face brickwork | m2 | 263
2 | 3 | 221 | 14 | Half brick wall in beamfilling | m2 | 32
2 | 3 | 221 | 15 | One brick walls in stretcher bond pointed on both sides | m2 | 5
2 | 3 | 221 | 16 | Extra over brickwork for brick-on-edge header course lintels, pointed on all exposed faces | m | 8
2 | 3 | 221 | 17 | Fair cutting at squint quoins or birdsmouth angles | m | 25
2 | 3 | 221 | 18 | Fair cutting and fitting around pipe not exceeding 100mm external diameter (Provisional) | No | 29
2 | 3 | 221 | 19 | Ditto, but exceeding 100mm and not exceeding 200mm external diameter (Provisional) | No | 17
2 | 3 | 222 |  | Brick-on-edge header course copings, sills, etc. of "Approved" NFX face bricks (Cost Price R6 500-00/1 000 net, excluding VAT) pointed with recessed joints on all exposed faces: | H4 | 0
2 | 3 | 222 | 20 | 220mm Wide sills set sloping and slightly projecting | m | 31
2 | 3 | 222 | 21 | Extra over last for solid facebricks to ends | No | 102
2 | 3 |  |  |  |  | 0
2 | 4 | 224 |  | SECTION 2 | H1 | 0
2 | 4 | 224 |  | BILL NO 4 | H1 | 0
2 | 4 | 224 |  | WATERPROOFING (WORK GROUP 120) | H1 | 0
2 | 4 | 224 |  | PREAMBLES | H2 | 0
2 | 4 | 224 |  | For preambles refer to "Construction Specifications - General Specification, PW371-A" and "Construction Specifications - Particular Specification, PW371-B" |  | 0
2 | 4 | 224 |  | NOTE | H2 | 0
2 | 4 | 224 |  | All prices/rates to be net, excluding Value Added Tax |  | 0
2 | 4 | 224 |  | SUPPLEMENTARY PREAMBLES | H2 | 0
2 | 4 | 224 |  | Waterproofing | H3 | 0
2 | 4 | 224 |  | Waterproofing of roofs, basements, etc shall be laid under a ten year guarantee. Waterproofing to roofs shall be laid to even falls to outlets etc with necessary ridges, hips and valleys. Descriptions of sheet or membrane waterproofing shall be deemed to include additional labour to turn-ups and turn-downs |  | 0
2 | 4 | 224 |  | ------------------------- |  | 0
2 | 4 | 224 |  | DAMPPROOFING OF WALLS AND FLOORS | H2 | 0
2 | 4 | 224 |  | One layer 375 micron embossed polyethylene dampproof course (SANS 952-1985 type B): | H4 | 0
2 | 4 | 224 | 1 | In walls | m2 | 45
2 | 4 | 224 |  | One layer 250 micron green polyethylene waterproof sheeting (SANS 952-1985 type C) sealed at laps with PVC self-adhesive tape: | H4 | 0
2 | 4 | 224 | 2 | Under surface beds | m2 | 192
2 | 4 | 225 |  | WATERPROOFING TO ROOFS, ETC. | H2 | 0
2 | 4 | 225 |  | "Derbigum SP4" fully bonded waterproofing with two coats bituminous aluminium paint finish to: | H4 | 0
2 | 4 | 225 | 3 | Screeded flat floors to slight falls to outlets not exceeding 10° from the horizontal | m2 | 31
2 | 4 | 225 | 4 | Tops and sides of brickwork or concrete | m2 | 1
2 | 4 | 225 | 5 | Sealing edges against beams, walls, etc. | m | 8
2 | 4 | 225 | 6 | Dressing edges into outlets or gutters and leave watertight | No | 2
2 | 4 | 225 |  | WATERSTOPS, SEALING STRIPS, JOINT SEALANTS, ETC | H2 | 0
2 | 4 | 225 |  | "Sikaflex Pro-3icure" polyurethane sealing compound including backing cord, bond breaker, primer, etc, in: | H4 | 0
2 | 4 | 225 | 7 | 5 x 50mm In saw cut joints in floors | m | 1
2 | 4 | 225 | 8 | 10 x 15mm Horizontal expansion joint in floors, including raking out softboard for a depth of 15mm (Softboard elsewhere) | m | 221
2 | 4 | 225 | 9 | 10 x 15mm Vertical expansion joint in walls, including raking out softboard for a depth of 15mm (Softboard elsewhere) (Provisional) | m | 2
2 | 4 |  |  |  |  | 0
2 | 5 | 227 |  | SECTION 2 | H1 | 0
2 | 5 | 227 |  | BILL NO 5 | H1 | 0
2 | 5 | 227 |  | ROOF COVERINGS, CLADDINGS, ETC (WORK GROUP 124) | H1 | 0
2 | 5 | 227 |  | PREAMBLES | H2 | 0
2 | 5 | 227 |  | For preambles refer to "Construction Specifications - General Specification, PW371-A" and "Construction Specifications - Particular Specification, PW371-B" |  | 0
2 | 5 | 227 |  | NOTE | H2 | 0
2 | 5 | 227 |  | All prices/rates to be net, excluding Value Added Tax |  | 0
2 | 5 | 227 |  | SUPPLEMENTARY PREAMBLES | H2 | 0
2 | 5 | 227 |  | General | H3 | 0
2 | 5 | 227 |  | All roof coverings, etc., to be installed as per suppliers standards and specifications. specifications can be viewed at www.hrp.co.za. Installation should be done by a registered installer. colour to be finalized by principal agent. |  | 0
2 | 5 | 227 |  | Proprietary items or materials | H3 | 0
2 | 5 | 227 |  | Proprietary items or materials where specified are to be of the brand specified - or other approved - by the principal agent |  | 0
2 | 5 | 227 |  | Certificate for Roof Covering | H3 | 0
2 | 5 | 227 |  | The contractor is to submit a certificate signed by the merchant, stating that the roof covering supplied, complies with the required thickness specified. |  | 0
2 | 5 | 228 |  | Guarantee | H3 | 0
2 | 5 | 228 |  | The Manufacturer shall comply with ISO9001 Quality Management System. The sheeting shall be laid in strict accordance with the manufacturer's specifications by an approved contractor. A written and approved five year guarantee for site-workmanship and watertightness shall be issued after final inspection of roofs by the manufacturer. |  | 0
2 | 5 | 228 |  | Erection | H3 | 0
2 | 5 | 228 |  | Every precaution shall be taken to prevent damage to roof sheets during all stages of construction. Duck boards should be used when necessary to protect the sheeting from damage. Sheeting which has become deformed or damaged in any way, shall be replaced. |  | 0
2 | 5 | 228 |  | Fixing | H3 | 0
2 | 5 | 228 |  | Fixing shall be done according to SABS 1200HB with minimum 225mm end laps |  | 0
2 | 5 | 228 |  | Sizes | H3 | 0
2 | 5 | 228 |  | All items are measured net unless otherwise described |  | 0
2 | 5 | 228 |  | Flashings, trimming plates, etc | H3 | 0
2 | 5 | 228 |  | Prices to include for all cutting and waste and relevant fixing material, unless otherwise described |  | 0
2 | 5 | 228 |  | All rates for flashings, trimmings, etc., to include for forming drips and closed ends to troughs of sheet steel roof covering where applicable |  | 0
2 | 5 | 228 |  | All items are unless otherwise described measured net |  | 0
2 | 5 | 228 |  | ------------------------- |  | 0
2 | 5 | 229 |  | PROFILED METAL SHEETING AND ACCESSORIES | H2 | 0
2 | 5 | 229 |  | 0,58mm "Global Roofing Solutions IBR 686" spelter galvanised troughed steel sheets in single lengths with "Chromadek" finish of approved standard colour on one side and standard grey backing finish on reverse side, fixed to steel purlins and rails: | H4 | 0
2 | 5 | 229 | 1 | Roof covering with pitch not exceeding 25° fixed to steel purlins | m2 | 14
2 | 5 | 229 |  | 0,58mm "Global Roofing Solutions IBR 686" spelter galvanised troughed steel sheets in single lengths with "Chromadek" finish of approved standard colour on one side and standard grey backing finish on reverse side, fixed to timber purlins and rails: | H4 | 0
2 | 5 | 229 | 2 | Roof covering with pitch not exceeding 25° fixed to timber purlins | m2 | 241
2 | 5 | 229 |  | 0,58mm Z275 spelter galvanised steel sheet accessories iron with "Chromadek" finish to one side with a Pebble Grey backing coat to preceding roof covering | H4 | 0
2 | 5 | 229 | 3 | Gable or Barge flashing 462mm girth, three times bent along girth | m | 1
2 | 5 | 229 |  | ROOF AND WALL INSULATION | H2 | 0
2 | 5 | 229 |  | Multi-layered reinforced double-sided aluminium foil sheeting in accordance with SANS 1381-4 with a mass of not less than 293g/mý and a Class I fire rating in accordance with SANS 0177-3: | H4 | 0
2 | 5 | 229 | 4 | "Alububble White (code: 2906)" polyethelene bubblefold aluminium foil faced one side insulation sheeting laid taut over purlins (at approximately 1200mm centres) and fixed concurrent with roof covering with minimum 150mm stapled laps including galvanised steel straining wires at not exceeding 400mm centres and double-sided tape at edges where required | m2 | 75
2 | 5 |  |  |  |  | 0
2 | 6 | 231 |  | SECTION 2 | H1 | 0
2 | 6 | 231 |  | BILL NO 6 | H1 | 0
2 | 6 | 231 |  | CARPENTRY AND JOINERY (WORK GROUP 126) | H1 | 0
2 | 6 | 231 |  | PREAMBLES | H2 | 0
2 | 6 | 231 |  | For preambles refer to "Construction Specifications - General Specification, PW371-A" and "Construction Specifications - Particular Specification, PW371-B" |  | 0
2 | 6 | 231 |  | NOTE | H2 | 0
2 | 6 | 231 |  | All prices/rates to be net, excluding Value Added Tax |  | 0
2 | 6 | 231 |  | SUPPLEMENTARY PREAMBLES | H2 | 0
2 | 6 | 231 |  | Pre-fabricated metal connected timber roof trusses | H3 | 0
2 | 6 | 231 |  | All trusses shall be fabricated by an approved truss manufacturer who holds a current Certificate of Competence awarded by the Institute for Timber Construction Trusses should be handled and erected in accordance with SANS 10243 |  | 0
2 | 6 | 231 |  | Descriptions of pre-fabricated timber roof trusses | H3 | 0
2 | 6 | 231 |  | Descriptions of trusses shall be deemed to include all necessary splay cut ends, mitres, joining, wrought and shaped ends, connections, bolts, cleats, gussets and timber connectors, plate connectors, clips, etc |  | 0
2 | 6 | 231 |  | Tendered rates must make provision for the aforesaid as no additional claims in this regard will afterwards be entertained |  | 0
2 | 6 | 232 |  | Timber | H3 | 0
2 | 6 | 232 |  | Timber for trusses to be South African softwood and shall be in accordance with the grades as defined in SANS Specification No 563 or as defined in SANS Specification No 1460 |  | 0
2 | 6 | 232 |  | Treatment of timber | H3 | 0
2 | 6 | 232 |  | All timber used in the roof constructing, including timber used for the manufacturing of the roof trusses, loose timbers i.e. wall plates, braces, purlins, etc. and laminated beams, shall be pressure pre-treated with an approved CCA Tanalith preservative, all in accordance with Government Gazette Notice No R602 of 27 March 1986 and any amendments thereto |  | 0
2 | 6 | 232 |  | All cut ends of pre-treated timber shall be resealed with an approved supplementary penetrating sealant which is a requirement in terms of the treatment guarantee |  | 0
2 | 6 | 232 |  | The specific properties mark shall also be indicated on all treated timber in accordance with SANS Specification 1288 Proof of pre-treatment is to be lodged to the Principal Agent prior to the use of any timber for/in the service. A written pre-treatment guarantee shall be submitted to the Principal Agent upon completion |  | 0
2 | 6 | 232 |  | Bolts | H3 | 0
2 | 6 | 232 |  | Bolts shall be in accordance with BS 4190 or SANS 135 |  | 0
2 | 6 | 232 |  | Shear plates, tooth connectors and split rings | H3 | 0
2 | 6 | 232 |  | Shear plates, tooth connectors and split rings shall be in accordance with BSS 1759 : 1960 and installed in accordance with the CSIR Publication HOUT 468, "The Design, Manufacturing and Erection of Timber Trusses" |  | 0
2 | 6 | 233 |  | Washers | H3 | 0
2 | 6 | 233 |  | Square or round washers of the following dimensions shall be used with all bolts: |  | 0
2 | 6 | 233 |  | 1 Bolts up to 8mm diameter: Washers shall be minimum 25mm wide of minimum 2,50mm thickness |  | 0
2 | 6 | 233 |  | 2 Bolts up to 12mm diameter: Washers shall be minimum 36mm wide of minimum 4,00mm thickness |  | 0
2 | 6 | 233 |  | 3 Bolts up to 20mm diameter: Washers shall be minimum 60mm wide of minimum 5,00mm thickness |  | 0
2 | 6 | 233 |  | Metal connector plates | H3 | 0
2 | 6 | 233 |  | Metal connector plates shall be fabricated out of not less than 1mm thick drawn quality galvanised steel |  | 0
2 | 6 | 233 |  | The steel shall have a minimum yield strength of 228MPa and a minimum ultimate tensile strength of 330MPa. The corrosion resisting coating shall be not less than 275g/m2 commercial class hot dipped galvanizing as per SANS 934 before stamping |  | 0
2 | 6 | 233 |  | All connector plates shall have been tested by the CSIR and be of a size capable of transmitting the forces between members of a truss without exceeding the design values published in the CSIR report |  | 0
2 | 6 | 233 |  | Truss construction | H3 | 0
2 | 6 | 233 |  | Trusses shall be constructed in jigs specially designed to unsure the correct profile, overhangs and cambers |  | 0
2 | 6 | 233 |  | Where metal connector plates are used all joints are to be close fitted butt joints made by precision pressing of the metal connector plates into each side of the joint |  | 0
2 | 6 | 234 |  | Truss design | H3 | 0
2 | 6 | 234 |  | All trusses shall be designed by a registered Professional Engineer in accordance with SANS 0163 ("Design of Timber Structures") and Code 0160 ("Loadings") |  | 0
2 | 6 | 234 |  | Truss spacing | H3 | 0
2 | 6 | 234 |  | The truss centres shall be less than or equal to that as described for each respective truss |  | 0
2 | 6 | 234 |  | Truss pitch | H3 | 0
2 | 6 | 234 |  | The truss pitch shall be as described for each respective truss type |  | 0
2 | 6 | 234 |  | Truss loading | H3 | 0
2 | 6 | 234 |  | Trusses shall be designed for a live load of 0,50kN/m2 and dead load as specified under the sub-heading "Specific load specifications for roof trusses" |  | 0
2 | 6 | 234 |  | Workshop drawings, design and erection guarantee certificates | H3 | 0
2 | 6 | 234 |  | It shall be expected from the Contractor to timeously prepare, submit and obtain the necessary approvals from the Principal Agent in respect of the required workshop drawings, design and erection guarantee certificates as specified |  | 0
2 | 6 | 234 |  | Dimensions | H3 | 0
2 | 6 | 234 |  | All dimensions given in the descriptions of the: |  | 0
2 | 6 | 234 |  | - Trusses are nominal and actual measurements are to be obtained or taken on the site before design or fabrication commences |  | 0
2 | 6 | 235 |  | - Extended overhangs to the raking top cord of trusses are measured horizontally and adequate allowances must be made for the appropriate raking length in accordance with the specified pitch |  | 0
2 | 6 | 235 |  | Erection | H3 | 0
2 | 6 | 235 |  | All trusses are to be hoisted and erected strictly in accordance with the procedures and recommendations of the manual "The Erection and Bracing of Timber roof Trusses" as published by the Institute for Timber Construction and the CSIR, or the SABS Code of Practice "The Design, Manufacture and Erection of Timber Roof Trusses", or as designed and detailed by the designer |  | 0
2 | 6 | 235 |  | Design system | H3 | 0
2 | 6 | 235 |  | The design system as documented in this bill is based on the "MiTek" system and all references given in the descriptions are related to specific type of trusses based on this design system |  | 0
2 | 6 | 235 |  | However, Contractors are to note that any design system of similar quality may be used subject to the prior written approval of the Principal Agent |  | 0
2 | 6 | 235 |  | Both the design and guarantee for the prefabricated timber roof construction complete, (excluding battens and/or purlins) to be designed, constructed and delivered to site by an approved firm of specialists, under a written guarantee, which shall be lodged with the Architect for approval before the work is commenced |  | 0
2 | 6 | 236 |  | Rates | H3 | 0
2 | 6 | 236 |  | Tendered rates to include for the complete roof construction, including the design of the roof construction, all timber of required grade and type shown on the design, all cutting and waste, cutting to the exact lengths and end angles to manufacture the respective truss type, supply of all connector plates, prefabrication of trusses in a jig, checking the completed truss for quality, loading up, transporting to the site of the works (cost of girder trusses to include cost of required metal truss hangers), etc |  | 0
2 | 6 | 236 |  | Prices for trusses must also include for: 1. Unloading and storing under cover and protecting from the weather, or handing over to others for unloading and storing as required 2. Hoisting up and erecting the trusses at the required truss centres, truly plumb and square on top of wall plates, all in accordance with site instructions for erection, bracing and holding down and connections supplied by the truss fabricator for use by: 2.1 themselves (when responsible for erection) 2.2 others (where applicable) |  | 0
2 | 6 | 236 |  | 3. Such site supervision as deemed necessary by the fabricator of the trusses to ensure that all the erection details have been complied with to his satisfaction |  | 0
2 | 6 | 236 |  | Particle board | H3 | 0
2 | 6 | 236 |  | Particle board shall comply with the following specifications: a) SANS 1300 Particle board: exterior and flooring type b) SANS 1301 Particle board: interior type |  | 0
2 | 6 | 237 |  | ------------------------- |  | 0
2 | 6 | 237 |  | STRUCTURAL TIMBERWORK ETC | H2 | 0
2 | 6 | 237 |  | Allow for the preparation and submission of the following document in respect of all buildings: | H4 | 0
2 | 6 | 237 | 1 | Detailed shop drawings indicating truss sizes, truss positions, bracings, details, etc. to be submitted for approval prior the commencement of any fabrication | Item | 1
2 | 6 | 237 | 2 | Design certificate indicating the licensed programme used, SABS specifications adhered to, general procedures and loadings adopted, sizes and grading of timber components, details, etc | Item | 1
2 | 6 | 237 | 3 | Erection guarantee certificate after the whole completed roof truss structure have been inspected, all defective work have been taken out and made good, etc. to the full satisfaction of the principal agent | Item | 1
2 | 6 | 237 |  | "CCA Tanalith" Pre-treated wrought softwood: | H4 | 0
2 | 6 | 237 | 4 | 114 x 38mm Wall plates | m | 72
2 | 6 | 237 | 5 | 114 x 38mm Beams | m | 246
2 | 6 | 237 | 6 | 76 x 50mm Purlins | m | 381
2 | 6 | 237 |  | Sundries: | H4 | 0
2 | 6 | 237 | 7 | Two coats creosote on sawn timbers (Provisional) | m2 | 70
2 | 6 | 237 |  | EAVES, VERGES, ETC. | H2 | 0
2 | 6 | 237 |  | Medium density plain fibre-cement fascias and barge boards: | H4 | 0
2 | 6 | 237 | 8 | 12 x 225mm Fascia boards including galvanised steel H-profile joiners and corner joiners, screwed to timber with 14 x 40mm brass screws | m | 80
2 | 6 | 238 |  | Fibre-cement socketless barge boards: | H4 | 0
2 | 6 | 238 | 9 | 80 x 20mm Barge boards, including aluminium H-profile jointing strips etc screwed to timber with 14 x 40mm brass screws | m | 45
2 | 6 | 238 |  | DOORS, ETC. | H2 | 0
2 | 6 | 238 |  | Wrought meranti doors hung to steel frames: | H4 | 0
2 | 6 | 238 | 10 | 40mm Framed ledge and braced batten door 813 x 2032mm high of 40 x150mm top rail and stiles, 18 x 150mm middle ledge and braces and 40 x 220mm bottom rail, filled in with 18mm V-jointed one side boarding and covered on other side with 4mm plywood with veneer to match door, let into and including rebates all round | No | 1
2 | 6 | 238 | 11 | Ditto, but 1000 x 2032mm high | No | 4
2 | 6 | 238 | 12 | 40mm Framed batten double door 1800 x 2032mm high overall in two equal leaves with rebated meeting stiles, each leaf of 40 x 150mm top rail and stiles, 18 x 150mm middle ledge and braces and 40 x 220mm bottom rail, filled in with 18mm V-jointed one side boarding and covered on other side with 4mm plywood with veneer to match door, let into and including rebates all round including 400 x 400mm safety glass view pane on each door leaf | No | 1
2 | 6 | 238 |  | "PJ Timbers" semi-solid medium-duty flush doors with 3,2mm prime-coated finished white hardboard covering on both sides, hung to steel frames: | H4 | 0
2 | 6 | 238 | 13 | 40mm Door 813 x 1862mm high | No | 14
2 | 6 | 238 | 14 | 40mm Door 813 x 2032mm high | No | 1
2 | 6 | 238 | 15 | 40mm Door 1000 x 2032mm high | No | 4
2 | 6 |  |  |  |  | 0
2 | 7 | 240 |  | SECTION 2 | H1 | 0
2 | 7 | 240 |  | BILL NO 7 | H1 | 0
2 | 7 | 240 |  | CEILINGS, PARTITIONS AND ACCESS FLOORING (WORK GROUP 129) | H1 | 0
2 | 7 | 240 |  | PREAMBLES | H2 | 0
2 | 7 | 240 |  | For preambles refer to "Construction Specifications - General Specification, PW371-A" and "Construction Specifications - Particular Specification, PW371-B" |  | 0
2 | 7 | 240 |  | NOTE | H2 | 0
2 | 7 | 240 |  | All prices/rates to be net, excluding Value Added Tax |  | 0
2 | 7 | 240 |  | SUPPLEMENTARY PREAMBLES | H2 | 0
2 | 7 | 240 |  | Fixing | H3 | 0
2 | 7 | 240 |  | Items described as "nailed" shall be deemed to be fixed with hardened steel nails or pins, or to be shot-pinned, to brickwork or concrete |  | 0
2 | 7 | 240 |  | Items described as "plugged" shall be deemed to include screwing to fibre, plastic or metal plugs at not exceeding 500mm centres, and where described as "bolted", the bolts have been given elsewhere |  | 0
2 | 7 | 240 |  | Ceilings | H3 | 0
2 | 7 | 240 |  | Unless otherwise described, ceilings shall be deemed to be horizontal |  | 0
2 | 7 | 240 |  | ------------------------- |  | 0
2 | 7 | 241 |  | CEILING TIMBERS, BEADS, INSULATION, ETC | H2 | 0
2 | 7 | 241 |  | Sawn softwood: | H4 | 0
2 | 7 | 241 | 1 | 38 x 114mm Ceiling joists (Provisional) | m | 12
2 | 7 | 241 |  | Wrought meranti: | H4 | 0
2 | 7 | 241 | 2 | 19mm Quadrant beads, nailed | m | 1
2 | 7 | 241 | 3 | 19 x 75mm Cornices, nailed | m | 1
2 | 7 | 241 |  | "Aerolite" insulation: | H4 | 0
2 | 7 | 241 | 4 | 100mm Insulation in blanket form closely fitted and laid on top of brandering between roof timbers etc | m2 | 1
2 | 7 | 241 |  | NAILED-UP CEILINGS | H2 | 0
2 | 7 | 241 |  | 6mm Fibre-cement plain ceiling boards with H-profile galvanised steel jointing strips: | H4 | 0
2 | 7 | 241 | 5 | Ceilings including 38 x 38mm sawn softwood brandering at 450mm centres | m2 | 144
2 | 7 | 241 | 6 | Extra over ceilings for opening for and including 610 x 610mm pressed steel trap door and frame | No | 1
2 | 7 | 241 |  | Gypsum plasterboard cornices: | H4 | 0
2 | 7 | 241 | 7 | 75mm Coved cornices, plugged | m | 150
2 | 7 | 241 |  | SUSPENDED CEILINGS | H2 | 0
2 | 7 | 241 |  | 1195 x 595 x 12,50mm Thick "OWA Sandile" gypsum ceilings tiles on "Donn" pre-finished exposed tee suspended grid system, including main and cross tees, necessary hangers, holding down clips, etc.: | H4 | 0
2 | 7 | 241 | 8 | Ceilings suspended not exceeding 1m below timber beams at 900mm centres | m2 | 10
2 | 7 | 242 |  | "Donn" cornices to suspended ceilings: | H4 | 0
2 | 7 | 242 | 9 | LSM25 Pre-finished cornices nailed to brickwork or shot-pinned to brickwork or concrete | m | 21
2 | 7 |  |  |  |  | 0
2 | 8 | 244 |  | SECTION 2 | H1 | 0
2 | 8 | 244 |  | BILL NO 8 | H1 | 0
2 | 8 | 244 |  | IRONMONGERY (WORK GROUP 132) | H1 | 0
2 | 8 | 244 |  | PREAMBLES | H2 | 0
2 | 8 | 244 |  | For preambles refer to "Construction Specifications - General Specification, PW371-A" and "Construction Specifications - Particular Specification, PW371-B" |  | 0
2 | 8 | 244 |  | NOTE | H2 | 0
2 | 8 | 244 |  | All prices/rates to be net, excluding Value Added Tax |  | 0
2 | 8 | 244 |  | SUPPLEMENTARY PREAMBLES | H2 | 0
2 | 8 | 244 |  | Finishes to ironmongery | H3 | 0
2 | 8 | 244 |  | Where applicable, locks are indicated by suffixes in accordance with the following list: |  | 0
2 | 8 | 244 |  | - AB Anodised bronze - AG Anodised gold - ABL Anodised black - AS Anodised silver - BS Satin bronze lacquered - BJ Black powder coated - CH Chromium-plated - G Gold powder coated - GE Grey enamelled - NI Brushed stainless steel - NM Nickel machined - NV G |  | 0
2 | 8 | 245 |  | - R Red painted aluminium - SC Satin chromium-plated - SD Sanded - SE Silver enamelled - SS Stainless steel |  | 0
2 | 8 | 245 |  | Preparation of door frames | H3 | 0
2 | 8 | 245 |  | Descriptions for flush bolts, door closers, floor springs, etc. shall be deemed to include all necessary preparations to door frames to accommodate same |  | 0
2 | 8 | 245 |  | Tendered rates must make provision for this as no additional claims in this regard will afterwards be entertained |  | 0
2 | 8 | 245 |  | Fixing of door locks, handles, flush bolts, etc. | H3 | 0
2 | 8 | 245 |  | Fixing of all door locks, handles, flush bolts, etc. shall be regarded as fixed to timber door leaves, unless specifically otherwise indicated |  | 0
2 | 8 | 245 |  | Proprietary items | H3 | 0
2 | 8 | 245 |  | Where applicable the manufacturers' names or product catalogue titles are given in sub-headings preceding the items Prices are to be based on the specific products/articles specified |  | 0
2 | 8 | 245 |  | ------------------------- |  | 0
2 | 8 | 245 |  | HINGES, BOLTS, ETC | H2 | 0
2 | 8 | 245 |  | "Dormakaba": | H4 | 0
2 | 8 | 245 | 1 | DWC-005-SS WC indicator (red and white) and turnknob | Pairs | 14
2 | 8 | 245 | 2 | DWC-006-SS WC indicator (red and white) and turnknob for physically impaired | Pairs | 4
2 | 8 | 246 | 3 | DFB-SC-180 153mm flush bolt with heel | No | 1
2 | 8 | 246 | 4 | DFB-SC-181 305mm manual flush bolt with heel | No | 1
2 | 8 | 246 |  | CATCHES, CABIN HOOKS, ETC | H2 | 0
2 | 8 | 246 |  | "Dormakaba": | H4 | 0
2 | 8 | 246 | 5 | CH-150 Cabin hook and eye, 150mm long, including 70 x 70 x 20mm chamfered hardwood block twice oiled and plugged | No | 1
2 | 8 | 246 |  | LOCKS | H2 | 0
2 | 8 | 246 |  | "Dormakaba": | H4 | 0
2 | 8 | 246 | 6 | D032D-SS "Bathroom" dead lock case | No | 18
2 | 8 | 246 | 7 | D036S-SS "Euro" profile cylinder sash lock case | No | 3
2 | 8 | 246 | 8 | D037D-SS "Euro" profile cylinder dead lock case | No | 4
2 | 8 | 246 | 9 | D038R-NP Rebated conversion set for "Euro" profile cylinder locks | No | 1
2 | 8 | 246 | 10 | DBC006501 65mm 5 Pin privacy "Euro" profile knob cylinder | No | 1
2 | 8 | 246 | 11 | DDC206301-MK 63mm 5 Pin security "Euro" profile double cylinder | No | 4
2 | 8 | 246 | 12 | DKC206301MK 63mm 5 Pin security "Euro" profile knob cylinder | No | 2
2 | 8 | 246 |  | "Assa Abloy": | H4 | 0
2 | 8 | 246 | 13 | UN33506X000000 50mm Brass Padlock with 28mm Hardened Steel Shackle KA | No | 2
2 | 8 | 247 |  | HANDLES | H2 | 0
2 | 8 | 247 |  | "Dormakaba": | H4 | 0
2 | 8 | 247 | 14 | CB30-SC Lever handle on rectangular "Euro" profile cylinder cutout backplate, holed for and countersunk screwed 4 times to door leaf (male/female screws) | Pairs | 3
2 | 8 | 247 | 15 | DHP-430-BL-SF DHP301C pull handle on 75 x 170 x 1,2mm thick Grade 430 stainless steel plate, holed for and countersunk screwed four times to door leaf (male/female screws) | No | 14
2 | 8 | 247 | 16 | DPH301B SS 325 x 25mm Straight tubular pull handle | Pairs | 8
2 | 8 | 247 |  | DOOR CLOSERS, FLOOR SPRINGS, ETC. | H2 | 0
2 | 8 | 247 |  | "Dormakaba": | H4 | 0
2 | 8 | 247 | 17 | TS73V-PA DC-PAB-SL/EN2-4 Parallel Arm "Delayed action" door closer | Sets | 4
2 | 8 | 247 | 18 | TS90-SL/EN-3/4 Cam action "Non hold open" slide channel door closer | Sets | 4
2 | 8 | 247 |  | SUNDRIES | H2 | 0
2 | 8 | 247 |  | Approved: | H4 | 0
2 | 8 | 247 | 19 | 30mm Diameter door stop fitted to and including 70 x 70 x 19mm chamfered hardwood block with edges chamfered all round on one side and finished with three coats approved satin gloss polyurethane varnish, four times plugged to wall | No | 1
2 | 8 | 247 |  | "Dormakaba": | H4 | 0
2 | 8 | 247 | 20 | DCE-002-SS Round "Euro" cylinder escutcheon | Pairs | 4
2 | 8 | 247 | 21 | DDS-NP-018 Floor mounted door stop | No | 3
2 | 8 | 247 | 22 | DHC-SS-031B Hat and coat hook with rubber buffer | No | 14
2 | 8 | 248 | 23 | DPS-SS-032 Dust proof strike, plugged | No | 1
2 | 8 | 248 |  | BATHROOM FITTINGS | H2 | 0
2 | 8 | 248 |  | "Franke": | H4 | 0
2 | 8 | 248 | 24 | "Stratos" STRX220 1,5mm stainless steel curved front cover wall mounted electronic hand dryer, size 156 x 267 x 130mm (W x H x D), satin finished with surface treatment -InoxPlus, 500W motor connected to 220/240 volt power supply, infra-red sensor activity activity for non-touch operation and including 5 year warranty | No | 4
2 | 8 | 248 |  | "Buchel": | H4 | 0
2 | 8 | 248 | 25 | 19mm Diameter chromium-plated towel rail 1200mm long complete with end brackets, plugged | No | 8
2 | 8 | 248 | 26 | PDFOL-SS Stainless steel folded paper towel dispenser, plugged | No | 4
2 | 8 | 248 | 27 | SANSL Stainless steel sanitary disposal bin, plugged | No | 23
2 | 8 | 248 | 28 | SDSSB Stainless steel 1,2 litre non-alcohol based soap dispenser, plugged | No | 4
2 | 8 | 248 | 29 | TPSS2 Stainless steel two-tier lockable toilet roll dispenser, plugged | No | 17
2 | 8 | 248 | 30 | INOX3522-SS Rope hook, plugged | No | 8
2 | 8 | 248 | 31 | INOX3569-SS Soap basket, plugged | No | 8
2 | 8 | 248 | 32 | 1400 x 2000mm high Standard shower curtain | No | 8
2 | 8 | 248 |  | "Chairman Industries": | H4 | 0
2 | 8 | 248 | 33 | DL3 Stainless steel wall mounted side grab rail plugged with and including 8mm diameter x 75mm long sleeved masonry anchors | No | 2
2 | 8 | 249 | 34 | SR2 Stainless steel wall mounted cistern back grab rail plugged with and including 8mm diameter x 75mm long sleeved masonry anchors | No | 2
2 | 8 | 249 |  | LETTERS, NAME PLATES, ETC. | H2 | 0
2 | 8 | 249 |  | "Dormakaba": | H4 | 0
2 | 8 | 249 | 35 | DSS-130 Engraved "Male" information sign, plugged | No | 1
2 | 8 | 249 | 36 | DSS-131 Engraved "Female" information sign, plugged | No | 1
2 | 8 | 249 | 37 | DSS-132 Engraved "Male/Female" information sign, plugged | No | 1
2 | 8 | 249 | 38 | DSS-133 Engraved "Disabled" information sign, plugged | No | 4
2 | 8 | 249 | 39 | DSS-136 Engraved "Electrical" information sign, plugged | No | 1
2 | 8 | 249 | 40 | DSS-137 Engraved "Telkom" information sign, plugged | No | 1
2 | 8 | 249 | 41 | DSS-145 Engraved "Fire hose reel" fire sign, plugged | No | 1
2 | 8 | 249 | 42 | DSS-146 Engraved "Fire extinguisher" fire sign, plugged | No | 1
2 | 8 | 249 |  | "Buchel": | H4 | 0
2 | 8 | 249 | 43 | 1223689 Engraved "Arrow" fire sign, plugged | No | 1
2 | 8 | 249 |  | CORNER PROTECTORS, PUSH PLATES, KICK PLATES, ETC. | H2 | 0
2 | 8 | 249 |  | "Dormakaba": | H4 | 0
2 | 8 | 249 | 44 | DKP-430-SF-200 Kick 1000x200x1,2mm Stainless steel kick plate, holed for and countersunk screwed ten (10) times to door leaf (male/female screws) | No | 16
2 | 8 | 249 | 45 | DPP-430-BL-SF 75x170x1,2mm Stainless steel plate, holed for and countersunk screwed four (4) times to door leaf (male/female screws) | No | 14
2 | 8 | 250 |  | STEEL LOCKERS, CABINETS, PANELS, ETC | H2 | 0
2 | 8 | 250 |  | "Buchel": | H4 | 0
2 | 8 | 250 | 46 | 50 Key cabinet with ivory finish, size 280 x 540 x 55mm deep, plugged | No | 1
2 | 8 | 250 |  | "Greenfield" steel lockers with standard baked enamel ivory & karoo finish: | H4 | 0
2 | 8 | 250 | 47 | "GB002" Steel two tier door guardsman locker, 300 x 450 x 1800mm high with hasp and staple to fit padlocks, including two set of three ventilation louvres per door | No | 16
2 | 8 | 250 | 48 | "GS001" Steel double door stationary cupboard, 900 x 450 x 1800mm high with four shelves and L7 lock | No | 1
2 | 8 | 250 |  | PINNING BOARDS, WRITING BOARDS, PROJECTOR SCREENS, ETC. | H2 | 0
2 | 8 | 250 |  | "Vitrex System 2000": | H4 | 0
2 | 8 | 250 | 49 | Model 2300 Wall mounted pinning board (Code: 2308-D) size 1800mm wide x 1200mm high overall, with belgotex color-rib "bleach" pinning surface, plugged | No | 1
2 | 8 | 250 | 50 | Extra on all white and pinning boards for fixing edges with additional approved 75mm long masonry anchors plugged | No | 4
2 | 8 |  |  |  |  | 0
2 | 9 | 252 |  | SECTION 2 | H1 | 0
2 | 9 | 252 |  | BILL NO 9 | H1 | 0
2 | 9 | 252 |  | STRUCTURAL STEELWORK (PROVISIONAL) (WORK GROUP 134) | H1 | 0
2 | 9 | 252 |  | PREAMBLES | H2 | 0
2 | 9 | 252 |  | For preambles refer to "Construction Specifications - General Specification, PW371-A" and "Construction Specifications - Particular Specification, PW371-B" |  | 0
2 | 9 | 252 |  | NOTE | H2 | 0
2 | 9 | 252 |  | All prices/rates to be net, excluding Value Added Tax |  | 0
2 | 9 | 252 |  | SUPPLEMENTARY PREAMBLES | H2 | 0
2 | 9 | 252 |  | Specifications | H3 | 0
2 | 9 | 252 |  | SpecificationThe consulting structural engineer is and notwithstanding what is contained elsewhere in this documentation the structural steelwork is to be in accordance with the specification, notes and annotation on their drawings. Where there is conflict in specification, the aforesaid engineer's specification prevails. |  | 0
2 | 9 | 252 |  | Descriptions | H3 | 0
2 | 9 | 252 |  | Descriptions of bolts shall be deemed to include nuts and washers |  | 0
2 | 9 | 252 |  | Descriptions of L-shaped and U-shaped anchor bolts shall be deemed to include bending, threading, nuts and washers and embedding in concrete |  | 0
2 | 9 | 253 |  | Descriptions of expansion anchors and bolts and chemical anchors and bolts shall be deemed to include nuts, washers and mortices in brickwork or concrete |  | 0
2 | 9 | 253 |  | Structural steelwork shall be cleaned and prepared by wire brushing in accordance with SANS 10064 and all surfaces shall be primed as specified to a minimum dry film thickness of 30 micrometres before leaving the workshop. Upon delivery to the site and again after erection all bared surfaces shall be made good with similar primer |  | 0
2 | 9 | 253 |  | GENERAL | H2 | 0
2 | 9 | 253 |  | The descriptions contained in these Bills of Quantities are to be read in conjunction with the drawings and schedule of finishes as prepared by the Structural Engineers, and are intended as a means of identifying the various facets of the work. Tenderers shall allow for all costs in connection with the various items taking full cognisance of drawings, schedule of finishes and the Bills of Quantities descriptions. |  | 0
2 | 9 | 253 |  | Sizes are approximate only and site measurements must be taken prior to fabrication |  | 0
2 | 9 | 253 |  | Mild steel unless otherwise stated |  | 0
2 | 9 | 253 |  | ------------------------- |  | 0
2 | 9 | 253 |  | SHOP DRAWINGS | H2 | 0
2 | 9 | 253 | 1 | The contractor shall timeously prepare and submit two sets of "shop drawings" of the proposed works which depict all the required design information, assumed loadings, applied finishes, cladding, etc., to the required scale. Such shop drawings shall be verified as being to his approval by the appended signature of a currently registered structural engineer | Item | 1
2 | 9 | 254 |  | STEEL COLUMNS AND BEAMS | H2 | 0
2 | 9 | 254 |  | Welded columns in single lengths with flat base, cap, bearer and connection plates, bolted to concrete: | H4 | 0
2 | 9 | 254 | 2 | 152.4mm Diameter x 4mm Circular hollow section columns | t | 0.24
2 | 9 | 254 | 3 | 200 x 100mm x 22.4kg/m I-section beams | t | 0.13
2 | 9 | 254 | 4 | 406 x 140 x 39kg/m I-section beams | t | 0.64
2 | 9 | 254 |  | STEEL PURLINS, GIRTS, BRACING, ETC | H2 | 0
2 | 9 | 254 |  | Purlins and girts, with flat connector plates bolted to and including angle fixing brackets, welded to steel beams: | H4 | 0
2 | 9 | 254 | 5 | 150 x 65 x 20 x 2.0mm Thick lipped channel purlins | t | 0.06
2 | 9 | 254 |  | BOLTS, FASTENERS, ETC (PROVISIONAL) | H2 | 0
2 | 9 | 254 | 6 | High tensile bolts (class 8.8) | t | 0.11
2 | 9 | 254 | 7 | Anchor assembly consisting of four 16mm diameter L-shaped threaded anchor bolts each 650mm girth, caged together with 20 x 20 x 3mm angle, total length of angle 1040mm | No | 2
2 | 9 |  |  |  |  | 0
2 | 10 | 256 |  | SECTION 2 | H1 | 0
2 | 10 | 256 |  | BILL NO 10 | H1 | 0
2 | 10 | 256 |  | METALWORK | H1 | 0
2 | 10 | 256 |  | PREAMBLES | H2 | 0
2 | 10 | 256 |  | For preambles refer to "Construction Specifications - General Specification, PW371-A" and "Construction Specifications - Particular Specification, PW371-B" |  | 0
2 | 10 | 256 |  | NOTE | H2 | 0
2 | 10 | 256 |  | All prices/rates to be net, excluding Value Added Tax |  | 0
2 | 10 | 256 |  | SUPPLEMENTARY PREAMBLES | H2 | 0
2 | 10 | 256 |  | Primer | H3 | 0
2 | 10 | 256 |  | All surfaces of steelwork to be painted with one coat approved factory etch primer before leaving the workshop of the Manufacturer and all scratches, chips or blemishes to be made good on site after erection. All rates tendered must make provision for this as no claim will afterwards be entertained. |  | 0
2 | 10 | 256 |  | Door frames | H3 | 0
2 | 10 | 256 |  | Unless otherwise described, the following shall be applicable on all door frames: - Frames shall be single rebated suitable for 40mm thick doors |  | 0
2 | 10 | 256 |  | - One jamb of all frames for single doors shall be factory prepared for striking plate of mortice lock |  | 0
2 | 10 | 257 |  | Striking plates for door frames | H3 | 0
2 | 10 | 257 |  | Striking plates pressed steel door frames are to be of adjustable chromium-plated type and prepared for mortice locks, unless otherwise described. |  | 0
2 | 10 | 257 |  | ------------------------- |  | 0
2 | 10 | 257 |  | STEEL GATES, SCREENS, ETC (WORK GROUP 136) | H2 | 0
2 | 10 | 257 |  | Welded screens and gates: | H4 | 0
2 | 10 | 257 | 1 | Double gate 2000 x 2185mm high overall in two equal leaves, each leaf of 50 x 25 x 1.6mm tubular section framed surround, mitred and welded at angles, two 25 x 25 x 1.6mm tubular section horizontal middle rails and fitted with three suitable hinges welded to gate and frame, fixed top section and both leaves of gate filled in with expanded metal mesh. each bracket once holed for bolt and welded to side of stile, complete with and including meeting stile of one gate leaf fitted with two lock boxes suitable for "Union" N302 security gate lock case ("Union" N302 security lock cases elsewhere measured), including 50 x 100 x 5mm flat section protector plate over keep and meeting stile of other gate leaf prepared for keep of security gate lock and with one leaf fitted with two approved barrel bolts with keeps in concrete or brickwork | No | 1
2 | 10 | 257 |  | PRESSED STEEL DOOR FRAMES, ETC (WORK GROUP 136) | H2 | 0
2 | 10 | 257 |  | 1,2mm "NTY" Rebated frames suitable for half-brick walls: | H4 | 0
2 | 10 | 257 | 2 | Frame for door 813 x 2032 mm high with one stile prepared for keep of indicator bolt | No | 14
2 | 10 | 257 | 3 | Frame for door 813 x 2032mm high | No | 1
2 | 10 | 257 | 4 | Frame for door 1000 x 2032mm high | No | 2
2 | 10 | 258 |  | 1,2mm "NTY" Rebated frames suitable for one-brick walls: | H4 | 0
2 | 10 | 258 | 5 | Frame for door 813 x 2032mm high | No | 1
2 | 10 | 258 | 6 | Frame for door 1000 x 2032mm high | No | 6
2 | 10 | 258 | 7 | Frame for door 1812 x 2032mm high | No | 1
2 | 10 | 258 |  | ALUMINIUM WINDOWS, DOORS, SHOPFRONTS, ETC. ( WORK GROUP 149) | H2 | 0
2 | 10 | 258 |  | All aluminium doors, windows, shop fronts, etc. are to be manufactured, supplied and installed complete under guarantee by an approved firm of Specialists and shall comply with AAAMSA design criteria |  | 0
2 | 10 | 258 |  | The following documents, certificates, guarantees, etc. shall be provided and the necessary approvals obtained from the Principal Agent prior to commencement of any fabrication and/or work on site: |  | 0
2 | 10 | 258 |  | 1 A complete set of workshop drawings as prepared by Manufacturer of the aluminium doors, windows and shop front units |  | 0
2 | 10 | 258 |  | 2 A copy of the relevant AAAMSA Performance Test Certificate from the Manufacturer supplying the architectural aluminium product |  | 0
2 | 10 | 258 |  | 3 A Certificate of Conformance confirming that anodizing or powder coating has been processed in accordance with SANS 999 and SANS 1796 respectively |  | 0
2 | 10 | 258 |  | 4 Where applicable, a powder guarantee of not less than fifteen years issued by the powder Manufacturer. The specific conditions contained in this guarantee shall form part of the powder coating process |  | 0
2 | 10 | 259 |  | 5 A Certificate of Conformance confirming that glazing has been installed in accordance with SANS 0137, ensuring that safety glazing materials have been installed in the mandatory areas and that each individual pane of safety glazing materials has been permanently marked |  | 0
2 | 10 | 259 |  | 6 A warranty from the Manufacturer of the laminated safety glass and/or hermetically sealed glazing units guaranteeing the products against delaminating and colour degradation for a period of not less than five years |  | 0
2 | 10 | 259 |  | Approved workshop drawings, design and guarantee certificates | H3 | 0
2 | 10 | 259 |  | It will be regarded the Contractor's responsibility to timeously prepare, submit and obtain the necessary approvals from the Principal Agent in respect of the required workshop drawings and specified design and guarantee certificates |  | 0
2 | 10 | 259 |  | Building in | H3 | 0
2 | 10 | 259 |  | Tendered rates for doors, windows, shop fronts, etc., should include for the setting up and building in position in brickwork or concrete with all abutments, joints, etc. sealed with approved coloured silicon joint sealant and to be left completely watertight |  | 0
2 | 10 | 259 |  | Upon completion of the works, all doors, windows, shop fronts, etc., are to be properly serviced and rendered in a complete and satisfactory state of repair and working order |  | 0
2 | 10 | 260 |  | Protection | H3 | 0
2 | 10 | 260 |  | Doors, windows, shop fronts, etc. shall be supplied with protective tape and plastic and must be erected, wherever practicable, as near to the end of the contract period as possible to minimise the danger of possible damages. Protective material must be maintained during the course of the project to ensure protection against possible damages, deterioration or discolouration caused by movement of personnel, mortar droppings, varnish, wax, paint, etc., all to the entire satisfaction of the Principal Agent and shall be removed only once surrounding trades have been completed |  | 0
2 | 10 | 260 |  | Steel louvered windows | H3 | 0
2 | 10 | 260 |  | Steel louvred windows to be "Trox" or other approved adjustable steel louvres of powder coated finish, complete with framework, stiles pivoted glass holds, weather beads, handle, etc., supplied by and installed all in accordance to the Manufacturer's specifications |  | 0
2 | 10 | 260 |  | Dimensions | H3 | 0
2 | 10 | 260 |  | All dimensions given in the descriptions of the aluminium windows, door, etc.are nominal and actual measurements are to be obtained or taken on the site before fabrication commences |  | 0
2 | 10 | 260 |  | Dimensions as quoted for the itemised doors, windows, shop fronts, etc. shall take precedence should any dimension on drawings be inconsistent with dimensions referred to in the items hereunder |  | 0
2 | 10 | 260 |  | ------------------------- |  | 0
2 | 10 | 261 |  | ALUMINIUM CASEMENT WINDOWS | H3 | 0
2 | 10 | 261 |  | Powder coated casement window units, glazed with 6,38mm normal strength (NS) clear laminated low-e safety glass, as per "Wispeco" system, complete with subframes, ironmongery, glass, sealing, etc and fixing to brickwork or concrete: | H4 | 0
2 | 10 | 261 | 8 | Purpose made window, 600 x 1200mm high | No | 2
2 | 10 | 261 |  | OUTWARD OPENING ALUMINIUM CASEMENT WINDOWS | H3 | 0
2 | 10 | 261 |  | Powder coated casement window units, glazed with 6,38mm normal strength (NS) obscured tinted laminated low e safety glass, as per "Wispeco" system, complete with subframes, ironmongery, glass, sealing, etc and fixing to brickwork or concrete: | H4 | 0
2 | 10 | 261 | 9 | Standard window type PT66, 600 x 600mm high | No | 49
2 | 10 |  |  |  |  | 0
2 | 11 | 263 |  | SECTION 2 | H1 | 0
2 | 11 | 263 |  | BILL NO 11 | H1 | 0
2 | 11 | 263 |  | PLASTERING (WORK GROUP 142) | H1 | 0
2 | 11 | 263 |  | PREAMBLES | H2 | 0
2 | 11 | 263 |  | For preambles refer to "Construction Specifications - General Specification, PW371-A" and "Construction Specifications - Particular Specification, PW371-B" |  | 0
2 | 11 | 263 |  | NOTE | H2 | 0
2 | 11 | 263 |  | All prices/rates to be net, excluding Value Added Tax |  | 0
2 | 11 | 263 |  | SUPPLEMENTARY PREAMBLES | H2 | 0
2 | 11 | 263 |  | Granolithic | H3 | 0
2 | 11 | 263 |  | The method to be used shall be either the monolithic method or the bonded method |  | 0
2 | 11 | 263 |  | For granolithic applied monolithically, the concrete floor shall be swept clean after bleeding of the concrete has ceased and the slab has begun to stiffen; any remaining bleed water shall be removed and the granolithic applied immediately thereafter. For granolithic to be bonded to the floor slab after it has hardened, the slab surface shall be hacked (preferably by mechanical means) until all laitance, dirt, oil, etc is dislodged and swept clean of all loose matter. The slab shall then be wetted and kept damp for at least six hours before applying the granolithic |  | 0
2 | 11 | 263 |  | Granolithic shall attain a compressive strength of at least 41MPa. The coarse aggregate shall comply with SANS 1083 and shall generally be capable of passing a 10mm mesh sieve. Where the thickness of the granolithic exceeds 25mm, the size of the coarse aggregate shall be increased to the maximum size compatible with the thickness of the granolithic |  | 0
2 | 11 | 264 |  | Granolithic shall be laid in panels not exceeding 14m² for monolithic finishes, not exceeding 9,5m² for bonded finishes and not exceeding 6m² for all external granolithic. Wherever possible, panels shall be square but at no time should the length of the panel exceed 1,5 times its width |  | 0
2 | 11 | 264 |  | Where possible joints between panels shall be positioned over joints in the floor slab and shall be at least 3mm wide through the full thickness of the finish, separated by strips of wood or fibreboard and finished with V-joints |  | 0
2 | 11 | 264 |  | Monolithic granolithic shall be applied to the partially set slab and thoroughly compacted and lightly wood floated to the required levels |  | 0
2 | 11 | 264 |  | Bonded granolithic shall be applied to the slab after applying a 1:1 sand-and-cement slurry brushed over the surface and allowed to partially set before applying the granolithic. The granolithic shall be throughly compacted and lightly wood floated to the required levels |  | 0
2 | 11 | 264 |  | After wood floating, the monolithic and bonded granolithic shall remain undisturbed until bleeding has ceased and the surface has stiffened. Any remaining bleed water and laitance shall then be removed and the surface steel trowelled or power floated |  | 0
2 | 11 | 264 |  | Granolithic shall be covered with clean hessian with waterproof building foil over and kept wet for at least seven days after laying |  | 0
2 | 11 | 264 |  | Coloured granolithic shall be tinted with an approved colouring pigment mixed into the granolithic in the proportion of 1kg pigment per pocket of cement, of uniform appearance and consistent colour throughout |  | 0
2 | 11 | 264 |  | ------------------------- |  | 0
2 | 11 | 265 |  | SCREEDS | H2 | 0
2 | 11 | 265 |  | Cement plaster screeds wood floated for tiles, on concrete: | H4 | 0
2 | 11 | 265 | 1 | 30mm Thick to floors and landings | m2 | 142
2 | 11 | 265 | 2 | 30mm Thick on narrow widths not exceeding 300mm wide | m2 | 4
2 | 11 | 265 | 3 | Average 45mm thick on floors with upper surface to falls | m2 | 12
2 | 11 | 265 |  | GRANOLITHIC | H2 | 0
2 | 11 | 265 |  | Untinted steel floated granolithic, on concrete | H4 | 0
2 | 11 | 265 | 4 | 30mm Thick to floors and landings | m2 | 7
2 | 11 | 265 | 5 | Average 40mm thick on slabs with upper surface to falls | m2 | 28
2 | 11 | 265 |  | Untinted wood floated granolithic, on concrete | H4 | 0
2 | 11 | 265 | 6 | 30mm Thick on floors and landings | m2 | 23
2 | 11 | 265 |  | INTERNAL PLASTER | H2 | 0
2 | 11 | 265 |  | Cement plaster wood floated for tiles, on brickwork: | H4 | 0
2 | 11 | 265 | 7 | On walls | m2 | 375
2 | 11 | 265 | 8 | On narrow widths | m2 | 16
2 | 11 | 265 |  | Cement plaster steel trowelled, on brickwork: | H4 | 0
2 | 11 | 265 | 9 | On walls | m2 | 163
2 | 11 | 265 | 10 | On narrow widths | m2 | 5
2 | 11 |  |  |  |  | 0
2 | 12 | 267 |  | SECTION 2 | H1 | 0
2 | 12 | 267 |  | BILL NO 12 | H1 | 0
2 | 12 | 267 |  | TILING (WORK GROUP 144) | H1 | 0
2 | 12 | 267 |  | PREAMBLES | H2 | 0
2 | 12 | 267 |  | For preambles refer to "Construction Specifications - General Specification, PW371-A" and "Construction Specifications - Particular Specification, PW371-B" |  | 0
2 | 12 | 267 |  | NOTE | H2 | 0
2 | 12 | 267 |  | All prices/rates to be net, excluding Value Added Tax |  | 0
2 | 12 | 267 |  | SUPPLEMENTARY PREAMBLES | H2 | 0
2 | 12 | 267 |  | Patterns | H3 | 0
2 | 12 | 267 |  | Unless otherwise described, tiles shall be laid with continuous joints in both directions |  | 0
2 | 12 | 267 |  | Fixing | H3 | 0
2 | 12 | 267 |  | Unless described as "fixed with adhesive to plaster (plaster elsewhere)" descriptions of tiling on brick or concrete walls, columns, etc shall be deemed to include 1:4 cement plaster backing and descriptions of tiling on concrete floors etc shall be deemed to include 1:3 plaster bedding |  | 0
2 | 12 | 267 |  | Tiling described as "fixed with adhesive on power floated concrete" shall be deemed to include for approved tiling key-coat |  | 0
2 | 12 | 267 |  | Ceramic, porcelain, marble and granite tiles are to be fixed and grouted with suitable adhesives and grouts as recommended by the manufacturer of the tiles |  | 0
2 | 12 | 268 |  | Prices | H3 | 0
2 | 12 | 268 |  | Prices are to include for all square cutting and waste, cleaning off on completion and protection from injury. Areas are measured net to face of bare brickwork and concrete. Any additional area caused by the thickness of tiling and screed are to be allowed for in prices |  | 0
2 | 12 | 268 |  | ------------------------- |  | 0
2 | 12 | 268 |  | WALL TILING | H2 | 0
2 | 12 | 268 |  | "Approved" 150 x 75 x 7mm white glazed ceramic tiles (Cost Price R180-00 net/m², excluding VAT) fixed with approved wall tile adhesive to plaster (plaster elsewhere) and flush pointed with approved waterproof tile grout: | H4 | 0
2 | 12 | 268 | 1 | On walls | m2 | 373
2 | 12 | 268 | 2 | On walls in isolated panels, splashbacks, etc | m2 | 1
2 | 12 | 268 | 3 | On narrow widths not exceeding 300mm | m2 | 16
2 | 12 | 268 | 4 | Fair exposed cutting and fitting around pipe not exceeding 100mm external diameter (Provisional) | No | 75
2 | 12 | 268 | 5 | Ditto, but exceeding 100mm and not exceeding 200mm external diameter (Provisional) | No | 17
2 | 12 | 268 |  | FLOOR TILING | H2 | 0
2 | 12 | 268 |  | "Approved" 330 x 330 x 10mm matt ceramic floor tiles (Cost price R220-00 net/m², excluding VAT) fixed with an approved floor tile adhesive to screed (screed elsewhere) and flush pointed with approved waterproof tile grout: | H4 | 0
2 | 12 | 268 | 6 | On floors and landings | m2 | 131
2 | 12 | 268 | 7 | On narrow widths not exceeding 300mm wide | m2 | 4
2 | 12 | 268 | 8 | Skirting 100mm high of cut tiles | m | 20
2 | 12 | 269 | 9 | Circular cutting and waste around base of WC pedestal (Provisional) | m | 17
2 | 12 | 269 |  | "Approved" mosaic tiles (Cost Price R300-00 net/m² excluding VAT) fixed with approved mosaic tile adhesive to screed (screed elsewhere) and flush pointed with approved mosaic tile grout upon completion: | H4 | 0
2 | 12 | 269 | 10 | On floors to falls and currents | m2 | 12
2 | 12 | 269 |  | SUNDRIES | H2 | 0
2 | 12 | 269 |  | "Kirk" aluminium corner protectors, stair nosing's, expansion joint strips, etc: | H4 | 0
2 | 12 | 269 | 11 | 10mm Depth M-Trim aluminium straight edge trim (code ASE100) inlay | m | 110
2 | 12 | 269 | 12 | 15mm Depth M-Trim aluminium straight edge trim (code ASE150) inlay | m | 5
2 | 12 | 269 | 13 | 15mm Depth M-Trim aluminium movement joint (code AMJ150) inlay | m | 16
2 | 12 |  |  |  |  | 0
2 | 13 | 271 |  | SECTION 2 | H1 | 0
2 | 13 | 271 |  | BILL NO 13 | H1 | 0
2 | 13 | 271 |  | PLUMBING AND DRAINAGE (PROVISIONAL) (WORK GROUP 148) | H1 | 0
2 | 13 | 271 |  | PREAMBLES | H2 | 0
2 | 13 | 271 |  | For preambles refer to "Construction Specifications - General Specification, PW371-A" and "Construction Specifications - Particular Specification, PW371-B" |  | 0
2 | 13 | 271 |  | NOTE | H2 | 0
2 | 13 | 271 |  | All prices/rates to be net, excluding Value Added Tax |  | 0
2 | 13 | 271 |  | SUPPLEMENTARY PREAMBLES | H2 | 0
2 | 13 | 271 |  | Stainless steel basins, sinks, wash troughs, urinals, etc | H3 | 0
2 | 13 | 271 |  | Stainless steel for economy basins, domestic sinks and worktops shall be Type 430 (17/0) Stainless steel for urinals, basins, quality sinks, wash troughs, institutional equipment, etc shall be Type 304 (18/8) Stainless steel for laboratory sinks, photographic equipment, etc shall be Type 316 (18/8) Units shall have standard aprons on all exposed edges and tiling keys against walls where applicable |  | 0
2 | 13 | 271 |  | Sealing of edges | H3 | 0
2 | 13 | 271 |  | Outer edges of sinks, basins, baths, urinals, etc are to be sealed against adjacent surfaces with approved silicone |  | 0
2 | 13 | 272 |  | PVC-U pipes and fittings | H3 | 0
2 | 13 | 272 |  | Sewer and drainage pipes and fittings shall be jointed and sealed with butyl rubber rings Soil, waste and vent pipes and fittings shall be solvent weld jointed or sealed with butyl rubber rings |  | 0
2 | 13 | 272 |  | PVC-U pressure pipes and fittings | H3 | 0
2 | 13 | 272 |  | Pipes of 50mm diameter and smaller shall be plain ended with solvent welded PVC-U loose sockets and fittings Pipes of 63mm diameter and greater shall have sockets and spigots with push-in type integral rubber ring joints. Bends shall be PVC-U and all other fittings shall be cast iron, all with similar push-in type joints |  | 0
2 | 13 | 272 |  | High density polyethylene (HDPe) pipes and fittings | H3 | 0
2 | 13 | 272 |  | Pipes shall be type IV and of the class specified with compression fittings |  | 0
2 | 13 | 272 |  | Copper pipes | H3 | 0
2 | 13 | 272 |  | Pipes shall be hard drawn and half-hard pipes of the class described. Class 0 (thin walled hard drawn) pipes shall not be bent. Class 1 (thin walled half-hard), Class 2 (half-hard) and Class 3 (heavy walled half-hard) pipes shall only be bent with benders with inner and outer formers. Fittings to copper waste, vent and anti-syphon pipes, capillary solder fittings and compression fittings shall be "Maksal Tubes" type. Capillary solder fittings shall comply with ISO 2016 |  | 0
2 | 13 | 272 |  | Copper pipes are to be installed in accordance with the latest revision of the Code of Practice for Copper Plumbing soldering techniques. Flux, solder, etc to be strictly in accordance with the manufacturer's requirements with special attention to copper flux composition |  | 0
2 | 13 | 273 |  | Reducing fittings | H3 | 0
2 | 13 | 273 |  | Where fittings have reducing ends or branches they are described as "reducing" and only the largest end or branch size is given. Should the contractor wish to use other fittings and bushes or reducers he may do so on the understanding that no claim in this regard will be entertained |  | 0
2 | 13 | 273 |  | Fixing of pipes | H3 | 0
2 | 13 | 273 |  | Unless specifically otherwise stated, descriptions of pipes shall be deemed to include fixing to walls, etc, casting in, building in or suspending not exceeding 1m below suspension level |  | 0
2 | 13 | 273 |  | Paper wrapping to pipes | H3 | 0
2 | 13 | 273 |  | Pipes chased into brickwork must be wrapped with two layers of stout brown paper tied with wire. Rates are to include for wrapping around joints and fittings |  | 0
2 | 13 | 273 |  | Disinfection of water pipework | H3 | 0
2 | 13 | 273 |  | Water pipework is to be disinfected at completion |  | 0
2 | 13 | 273 |  | Petrolatum anti-corrosion tape | H3 | 0
2 | 13 | 273 |  | Pipes to be taped shall be coated with the appropriate primer and the tape shall be applied in the appropriate widths and with 20% overlaps Couplings and fittings to pipes shall be taped in strict accordance with the manufacturer's instructions |  | 0
2 | 13 | 273 |  | Prices for wrapping of pipes shall include for all work as described to couplings in the length |  | 0
2 | 13 | 273 |  | Laying, backfilling, bedding, etc of pipes | H3 | 0
2 | 13 | 273 |  | Pipes shall be laid and bedded in accordance with manufacturers' instructions and trenches shall be carefully backfilled |  | 0
2 | 13 | 274 |  | Where no manufacturers' instructions exist, pipes shall be laid in accordance with the relevant section of SANS 2001 |  | 0
2 | 13 | 274 |  | General | H3 | 0
2 | 13 | 274 |  | Descriptions of cast iron roof outlets shall be deemed to include joints to pipes and casting into concrete (adaptors for joints to PVC pipes, etc are given separately) Descriptions of overflow pipes where measured in number, shall be deemed to include joints to cisterns and splay cut ends |  | 0
2 | 13 | 274 |  | Descriptions of pipes laid in and including trenches and of inspection chambers, catchpits, etc shall be deemed to include excavation, bedding, backfilling, compaction to a minimum of 90% Mod AASHTO density and disposal of surplus material on site |  | 0
2 | 13 | 274 |  | Descriptions of service pipes and flexible connecting pipes shall be deemed to include connections to taps, cisterns, etc and to steel pipes (adaptors for connections to copper pipes, etc are given separately) |  | 0
2 | 13 | 274 |  | Descriptions of WC pans, slop hoppers, etc shall be deemed to include for joints to soil pipes (pan connectors are separately measured) |  | 0
2 | 13 | 274 |  | As-built drawings | H3 | 0
2 | 13 | 274 |  | Where required, the contractor shall prepare an updated set of as-built drawings. At completion of the contract the contractor shall hand these drawings to the principal agent for reproducing onto the originals for handing over to the employer (provision for allowance of as-built drawings elsewhere) |  | 0
2 | 13 | 275 |  | Regulations | H3 | 0
2 | 13 | 275 |  | All drainage and sanitary work shall be executed in accordance with the regulations of the Local Authority. Only registered plumbers and drainlayers shall be employed on any plumbing and drainage work and a Certificate of Compliance must be issued after completion of the installation |  | 0
2 | 13 | 275 |  | Testing | H3 | 0
2 | 13 | 275 |  | Descriptions for the testing of plumbing and drainage installations shall be deemed to cater for all testing apparatus, labour, etc. and shall be done strictly as directed by and in accordance to the principal agent's instructions, including for retesting after taking out and making good all defective work to his entire satisfaction |  | 0
2 | 13 | 275 |  | ------------------------- |  | 0
2 | 13 | 275 |  | RAINWATER DISPOSAL | H2 | 0
2 | 13 | 275 |  | Galvanised medium steel pipes with screwed and socketed joints: | H4 | 0
2 | 13 | 275 | 1 | 100mm Diameter rainwater downpipe fixed to wall | m | 5
2 | 13 | 275 | 2 | 100mm Diameter rainwater downpipe cast in concrete slabs | m | 1
2 | 13 | 275 | 3 | Extra over rainwater downpipe for eaves or plinth offset 800mm projection | No | 2
2 | 13 | 275 | 4 | Extra over rainwater downpipe for bend | No | 4
2 | 13 | 275 | 5 | Extra over rainwater downpipe for shoe | No | 2
2 | 13 | 275 |  | "Fulbore" cast iron rainwater outlets with raised grid: | H4 | 0
2 | 13 | 275 | 6 | 100mm Diameter vertical type outlet, jointed to sheet iron rainwater pipe and set in top of concrete slab | No | 2
2 | 13 | 276 | 7 | 100mm Diameter horizontal type outlet, jointed to sheet iron rainwater pipe and set in top of concrete slab | No | 1
2 | 13 | 276 |  | SANITARY FITTINGS | H2 | 0
2 | 13 | 276 |  | "Vaal Sanitaryware": | H4 | 0
2 | 13 | 276 | 8 | Vaal: Vitreous china 510 x 400mm "Daisy" (code 700803WH) semi-rectangular basin (colour: white) with integrated overflow and chain stay hole, one tap hole, 32mm in centre (tap elsewhere) and fixing to brickwork with two 10mm bolts (code 8448Z0) | No | 17
2 | 13 | 276 | 9 | Vaal: Vitreous china 510 x 400mm "Daisy" (code 700803WH) semi-rectangular basin (colour: white) with integrated overflow and chain stay hole, one tap hole to the right (tap elsewhere) and fixing to brickwork with two 10mm bolts (code 8448Z0) | No | 4
2 | 13 | 276 | 10 | Vaal: Vitreous china "Daisy" white elite semi closed coupled suite (code: 751400) with matching 9 litre front single flush cistern (code: 7116SC), including lid, fitments and flush pipe elbow and double flap seat | No | 15
2 | 13 | 276 | 11 | Vaal: Vitreous china "Pearl" white paraplegic semi closed coupled suite colour white (code: 7300SC with matching 9 litre front single flush cistern), including lid, fitments and purpose made C.P. side-flush lever. supplied with pipe elbow, purpose made thermoset seat and cover plate | No | 2
2 | 13 | 276 | 12 | Vaal: Vitreous china "Lavatera" top inlet overall size 600 x 385 x 380mm (code: 705426) wall mounted urinal (colour: white) installed with exposed flushvalve (Cobra FJ6-000) including dominical grating and chromium plated top inlet spreader (code: 7054Z100) fixed on and including two hanger brackets | No | 8
2 | 13 | 276 | 13 | Vaal: Vitreous china "Cobra" 310 x 140 x 610mm (code: 705228WH) wall mounted urinal division (colour: white) complete with fixing screws fixed on and including hanger bracket (code: 7052Z000) | No | 8
2 | 13 | 277 |  | WASTE UNIONS, TRAPS, ETC | H2 | 0
2 | 13 | 277 |  | "Cobra Watertech": | H4 | 0
2 | 13 | 277 | 14 | No 308/32 Chromium plated unslotted basin waste | No | 21
2 | 13 | 277 | 15 | No 316/38 Chromium plated unslotted bath or sink waste union | No | 8
2 | 13 | 277 | 16 | No 365/50 Chromium plated bottle trap | No | 8
2 | 13 | 277 | 17 | No 373/40 Shower p-trap with chromium-plated grating | No | 8
2 | 13 | 277 |  | TAPS, VALVES, ETC. | H2 | 0
2 | 13 | 277 |  | "Cobra Watertech": | H4 | 0
2 | 13 | 277 | 18 | 15mm No 232/350 Angle regulating valve with 350mm long flexible service connection | No | 38
2 | 13 | 277 | 19 | 15mm No 3311ST-15 Chromium-plated "Stella" pillartap | No | 17
2 | 13 | 277 | 20 | 15mm 505-21B Chromium-plated "Elbow action" cold water pillar tap | No | 4
2 | 13 | 277 | 21 | 15mm No 3328ST026/065 Chromium-plated "Stella" shower set | No | 8
2 | 13 | 277 | 22 | 12mm FJT5-4 chromium plated urinal flush pipe and spreader | No | 8
2 | 13 | 277 | 23 | Type FJ6-000 chromium plated urinal flush valve | No | 8
2 | 13 | 277 |  | SANITARY PLUMBING | H2 | 0
2 | 13 | 277 |  | PVC-U soil and vent pipes: | H4 | 0
2 | 13 | 277 | 24 | 50mm Diameter pipes | m | 31
2 | 13 | 277 | 25 | 50mm Diameter pipes chased into brickwork | m | 21
2 | 13 | 277 | 26 | 110mm Diameter pipes | m | 54
2 | 13 | 278 |  | Extra over PVC-U soil and vent pipes for fittings: | H4 | 0
2 | 13 | 278 | 27 | 50mm BSP adaptor | No | 29
2 | 13 | 278 | 28 | 50mm Access bend | No | 12
2 | 13 | 278 | 29 | 50mm "GI Two-way" vent valve | No | 17
2 | 13 | 278 | 30 | 110mm Reducing junction | No | 1
2 | 13 | 278 | 31 | 110mm Pan connector | No | 17
2 | 13 | 278 | 32 | 110mm Access junction | No | 1
2 | 13 | 278 | 33 | 110mm Access bend with anti-syphon horn | No | 17
2 | 13 | 278 |  | Testing: | H4 | 0
2 | 13 | 278 | 34 | Testing waste pipe system | Item | 1
2 | 13 | 278 |  | WATER SUPPLIES | H2 | 0
2 | 13 | 278 |  | Class 0 copper pipes with capillary couplings: | H4 | 0
2 | 13 | 278 | 35 | 15mm Pipes | m | 85
2 | 13 | 278 | 36 | 22mm Pipes | m | 86
2 | 13 | 278 |  | Extra over Class 0 copper pipes for capillary fittings: | H4 | 0
2 | 13 | 278 | 37 | 15mm Fittings | No | 202
2 | 13 | 278 | 38 | 22mm Fittings | No | 50
2 | 13 | 278 |  | Testing: | H4 | 0
2 | 13 | 278 | 39 | Testing water pipe system | Item | 1
2 | 13 | 279 |  | ELECTRIC WATER HEATERS | H2 | 0
2 | 13 | 279 |  | "Cobra Watertech": | H4 | 0
2 | 13 | 279 | 40 | 20mm PB1.10 Vacuum relief valve | No | 4
2 | 13 | 279 | 41 | 20mm PB1-43 Temperature, pressure and safety valve | No | 2
2 | 13 | 279 | 42 | 20mm No 1001/125-20 Rough brass gate valve | No | 4
2 | 13 | 279 | 43 | 20mm PA3.132 "Masterflo I" pressure control valve | No | 2
2 | 13 | 279 |  | "Kwikot": | H4 | 0
2 | 13 | 279 | 44 | 150 Litre "Superline 600 Dual" Code DSG-150 wall mounted electric water heater | No | 2
2 | 13 |  |  |  |  | 0
2 | 14 | 281 |  | SECTION 2 | H1 | 0
2 | 14 | 281 |  | BILL NO 14 | H1 | 0
2 | 14 | 281 |  | GLAZING (WORK GROUP 150) | H1 | 0
2 | 14 | 281 |  | PREAMBLES | H2 | 0
2 | 14 | 281 |  | For preambles refer to "Construction Specifications - General Specification, PW371-A" and "Construction Specifications - Particular Specification, PW371-B" |  | 0
2 | 14 | 281 |  | NOTE | H2 | 0
2 | 14 | 281 |  | All prices/rates to be net, excluding Value Added Tax |  | 0
2 | 14 | 281 |  | SUPPLEMENTARY PREAMBLES | H2 | 0
2 | 14 | 281 |  | Float glass | H3 | 0
2 | 14 | 281 |  | The term "float glass" is used for monolithic annealed glass |  | 0
2 | 14 | 281 |  | Laminated glass | H3 | 0
2 | 14 | 281 |  | Laminated glass to have polyvinyl butyral (PVB) interlayer(s) |  | 0
2 | 14 | 281 |  | ------------------------- |  | 0
2 | 14 | 281 |  | MIRRORS, ETC | H2 | 0
2 | 14 | 281 |  | 6mm Silvered float glass copper backed mirrors with polished edges, holed for and fixed with chromium plated dome capped mirror screws with rubber buffers to plugs in brickwork or concrete: | H4 | 0
2 | 14 | 281 | 1 | Mirror 450 x 600mm high with four screws | No | 21
2 | 14 |  |  |  |  | 0
2 | 15 | 282 |  | SECTION 2 | H1 | 0
2 | 15 | 282 |  | BILL NO 15 | H1 | 0
2 | 15 | 282 |  | PAINTWORK (WORK GROUP 152) | H1 | 0
2 | 15 | 282 |  | PREAMBLES | H2 | 0
2 | 15 | 282 |  | For preambles refer to "Construction Specifications - General Specification, PW371-A" and "Construction Specifications - Particular Specification, PW371-B" |  | 0
2 | 15 | 282 |  | NOTE | H2 | 0
2 | 15 | 282 |  | All prices/rates to be net, excluding Value Added Tax |  | 0
2 | 15 | 282 |  | SUPPLEMENTARY PREAMBLES | H2 | 0
2 | 15 | 282 |  | Paint specifications | H3 | 0
2 | 15 | 282 |  | All painting shall be done in accordance with "Plascon" specifications unless otherwise described |  | 0
2 | 15 | 282 |  | Colours | H3 | 0
2 | 15 | 282 |  | Unless otherwise described paintwork on ceilings shall be deemed to be in the "White" colour group and paintwork on all other components shall be deemed to be in the "Pastel" colour group in accordance with the Natural Colour System (NCS) adopted by the SA National Standards |  | 0
2 | 15 | 282 |  | ------------------------- |  | 0
2 | 15 | 283 |  | PAINTWORK ETC TO NEW WORK | H2 | 0
2 | 15 | 283 |  | ON INTERNAL FLOATED PLASTER SURFACES | H3 | 0
2 | 15 | 283 |  | Prepare and stop with interior pollyfilla, seal porous surfaces with Plascon Bonding Liquid, apply one coat "Plascon Alkali Resistant Plaster Primer (UC56)" and apply two finishing coats "Plascon Superior Low Sheen (PEM 1000/TLS)" paint: | H4 | 0
2 | 15 | 283 | 1 | On walls | m2 | 172
2 | 15 | 283 |  | ON SMOOTH CONCRETE SURFACES | H3 | 0
2 | 15 | 283 |  | Prepare and stop with exterior pollyfilla, seal porous surfaces with Plascon Bonding Liquid, apply one coat "Plascon Alkali Resistant Plaster Primer (UC56)" and apply two finishing coats "Plascon Superior Low Sheen (PEM 1000/TLS)" PVA paint: | H4 | 0
2 | 15 | 283 | 2 | On walls and columns | m2 | 3
2 | 15 | 283 |  | ON FIBRE-CEMENT BOARD SURFACES | H3 | 0
2 | 15 | 283 |  | Prepare and prime with one coat "Plascon Plaster Primer (UC56)" and two finishing coats "Plascon Superior Low Sheen (PEM 1000/TLS)" paint: | H4 | 0
2 | 15 | 283 | 3 | On ceilings and cornices, including priming metal cover strips and nailheads | m2 | 144
2 | 15 | 283 | 4 | On fascias and barge boards, including priming metal jointing strips | m2 | 31
2 | 15 | 284 |  | ON METAL SURFACES | H3 | 0
2 | 15 | 284 |  | Spot priming defects in pre-primed surfaces with "Plascon Metalcare Etch Primer Red-Oxide (SNK200), prime with "Plascon Metalcare Mild Steel Primer (UC501)" and apply two finishing coats "Plascon Velvaglo Non-drip Water-based Enamel (TVW1000)" paint, on: | H4 | 0
2 | 15 | 284 | 5 | Door frames | m2 | 38
2 | 15 | 284 | 6 | Members of roof trusses | m2 | 43
2 | 15 | 284 | 7 | Gates, grilles, burglar screens, balustrades, etc (both sides measured over the full flat area) | m2 | 7
2 | 15 | 284 |  | Clean with "Plascon Aquasolv Degreaser (GR1), prime with "Plascon Multi-Surface Primer (WUP1)" and apply two finishing coats "Plascon Velvaglo Non-drip Water-based Enamel (TVW1000)" paint, on: | H4 | 0
2 | 15 | 284 | 8 | Galvanised mild steel pipes not exceeding 300mm girth (Provisional) | m | 1
2 | 15 | 284 | 9 | Rails, bars, pipes, etc not exceeding 300mm girth (Provisional) | m | 1
2 | 15 | 284 |  | ON WOOD SURFACES | H3 | 0
2 | 15 | 284 |  | Sand down to a smooth finish, and apply three coats "Plascon Woodcare Wood Preservative (FPR3)", on: | H4 | 0
2 | 15 | 284 | 10 | Doors | m2 | 25
2 | 15 | 284 |  | Sand down to a smooth finish, prime with "Plascon Wood Primer (UC2)", and apply two finishing coats "Plascon Velvaglo Non-drip Water-based Enamel (TVW 1000) paint, on: | H4 | 0
2 | 15 | 284 | 11 | Doors | m2 | 69
2 | 15 | 285 |  | ON PVC SURFACES | H3 | 0
2 | 15 | 285 |  | Clean with "Plascon Aquasolv Degreaser (GR1), prime with "Plascon Multi-Surface Primer (WUP1)" and apply two finishing coats "Plascon Super Universal Enamel (TSE 1000) paint, on: | H4 | 0
2 | 15 | 285 | 12 | Pipes not exceeding 300mm girth (Provisional) | m | 1
2 | 15 |  |  |  |  | 0
2 | 16 | 287 | 1 | FOUNDATIONS | Page | 212 | 0
2 | 16 | 287 | 2 | CONCRETE, FORMWORK AND REINFORCEMENT | Page | 218 | 0
2 | 16 | 287 | 3 | MASONRY | Page | 223 | 0
2 | 16 | 287 | 4 | WATERPROOFING | Page | 226 | 0
2 | 16 | 287 | 5 | ROOF COVERINGS, CLADDINGS, ETC | Page | 230 | 0
2 | 16 | 287 | 6 | CARPENTRY AND JOINERY | Page | 239 | 0
2 | 16 | 287 | 7 | CEILINGS, PARTITIONS AND ACCESS FLOORING | Page | 243 | 0
2 | 16 | 287 | 8 | IRONMONGERY | Page | 251 | 0
2 | 16 | 287 | 9 | STRUCTURAL STEELWORK | Page | 255 | 0
2 | 16 | 287 | 10 | METALWORK | Page | 262 | 0
2 | 16 | 287 | 11 | PLASTERING | Page | 266 | 0
2 | 16 | 287 | 12 | TILING | Page | 270 | 0
2 | 16 | 287 | 13 | PLUMBING AND DRAINAGE | Page | 280 | 0
2 | 16 | 287 | 14 | GLAZING | Page | 281 | 0
2 | 16 | 287 | 15 | PAINTWORK | Page | 286 | 0
3 | 1 | 288 |  | SECTION 3 | H1 | 0
3 | 1 | 288 |  | BILL NO 1 | H1 | 0
3 | 1 | 288 |  | GENERAL SITE WORKS (PROVISIONAL) | H1 | 0
3 | 1 | 288 |  | PREAMBLES | H2 | 0
3 | 1 | 288 |  | For preambles refer to "Construction Specifications - General Specification, PW371-A" and "Construction Specifications - Particular Specification, PW371-B" |  | 0
3 | 1 | 288 |  | NOTE | H2 | 0
3 | 1 | 288 |  | All prices/rates to be net, excluding Value Added Tax |  | 0
3 | 1 | 288 |  | SUPPLEMENTARY PREAMBLES | H2 | 0
3 | 1 | 288 |  | Supplementary preambles and full descriptions of materials, items, work, etc. | H3 | 0
3 | 1 | 288 |  | The contractor is referred to the previous Section(s) for supplementary preambles and full descriptions of materials, items, work, etc. which shall be regarded to be equally applicable for work described in this Bill, unless specifically otherwise described |  | 0
3 | 1 | 288 |  | Site clearance | H3 | 0
3 | 1 | 288 |  | All rubble, rubbish, vegetable soil, shrubs, bush, trees, etc. shall be removed from the whole area and carted away off the construction site to a suitable dumping site, which has to be located by the contractor, all to the full satisfaction of the principal agent |  | 0
3 | 1 | 288 |  | Aprons | H3 | 0
3 | 1 | 288 |  | Aprons to be cast into alternate sections of 1m to form construction joint between panels |  | 0
3 | 1 | 288 |  | ------------------------- |  | 0
3 | 1 | 289 |  | THE FOLLOWING IN BULK EARTHWORKS TO FORM BUILDING PLATFORMS (WORK GROUP 104) | H2 | 0
3 | 1 | 289 |  | Site clearance: | H4 | 0
3 | 1 | 289 | 1 | Digging up and removing rubbish, debris, vegetation, hedges, shrubs and trees not exceeding 200mm girth, bush, etc | m2 | 1
3 | 1 | 289 |  | Taking out and removing, grubbing up roots and filling in holes: | H4 | 0
3 | 1 | 289 | 2 | Cut down, grub up, cut up and remove tree exceeding 200mm and not exceeding 500mm girth, including filling in excavation solid with broken stone and compacted to 90% Mod AASHTO density | No | 1
3 | 1 | 289 | 3 | Ditto, but exceeding 500mm and not exceeding 1000mm girth | No | 1
3 | 1 | 289 |  | Digging up topsoil: | H4 | 0
3 | 1 | 289 | 4 | Digging up topsoil to an average depth of 100mm and preserving for use as filling | m2 | 1
3 | 1 | 289 |  | Open face excavation in earth over sloping site: | H4 | 0
3 | 1 | 289 | 5 | Open face excavation to form building platforms etc and depositing excavated material over site, including haulage not exceeding 800m from perimeter of excavations | m3 | 1
3 | 1 | 289 |  | Extra over bulk excavations in earth for excavation in: | H4 | 0
3 | 1 | 289 | 6 | Soft rock | m3 | 1
3 | 1 | 289 | 7 | Hard rock | m3 | 1
3 | 1 | 290 |  | Extra over all excavations for carting away (2km free haul): | H4 | 0
3 | 1 | 290 | 8 | Surplus material from excavations and/or stock piles on site to a dumping site to be located by the contractor | m3 | 1
3 | 1 | 290 |  | Selected earth filling obtained from the excavations and/or prescribed stock piles on site: | H4 | 0
3 | 1 | 290 | 9 | G5 natural gravel material under building platforms, compacted to 93% Mod AASHTO density | m3 | 1
3 | 1 | 290 |  | Filling supplied by the contractor under building platforms, etc: | H4 | 0
3 | 1 | 290 | 10 | G7 gravel-soil material under platforms etc, compacted to 93% Mod AASHTO density | m3 | 1
3 | 1 | 290 | 11 | G9 gravel-soil material under platforms etc, compacted to 93% Mod AASHTO density | m3 | 1
3 | 1 | 290 |  | Compaction of surfaces: | H4 | 0
3 | 1 | 290 | 12 | Compaction of ground surfaces under platforms etc, including scarifying for a depth of 150mm, breaking down oversize material, adding suitable material where necessary and compacting to 93% Mod AASHTO density | m2 | 1
3 | 1 | 290 |  | Additional tests required by the engineer: | H4 | 0
3 | 1 | 290 | 13 | Atterberg limits test in accordance with methods A2 to A4 of TMH1 | No | 1
3 | 1 | 290 | 14 | CBR test in accordance with method A8 of TMH1 | No | 1
3 | 1 | 290 | 15 | UCS test in accordance with method A14 of TMH1 | No | 1
3 | 1 | 290 | 16 | "Material Classification" test | No | 1
3 | 1 | 290 |  | (End of bulk earthworks) | H3 | 0
3 | 1 | 291 |  | THE FOLLOWING IN APRONS | H2 | 0
3 | 1 | 291 |  | Compaction of surfaces: (Work Group 104) | H4 | 0
3 | 1 | 291 | 17 | Compaction of ground surface under aprons etc including scarifying for a depth of 150mm, breaking down oversize material, adding suitable material where necessary and compacting to 93% Mod AASHTO density | m2 | 92
3 | 1 | 291 |  | 20MPa/19mm Reinforced concrete cast on/in formwork: (Work Group 110) | H4 | 0
3 | 1 | 291 | 18 | Aprons cast in panels | m3 | 9
3 | 1 | 291 | 19 | Extra over concrete aprons for thickening size 150mm deep average, 200mm wide top and tapering to 100mm at bottom including all excavation to 150mm, backfilling, etc. | m | 92
3 | 1 | 291 |  | Finishing top surfaces of concrete smooth with a wood float: (Work Group 110) | H4 | 0
3 | 1 | 291 | 20 | Aprons, etc to falls | m2 | 92
3 | 1 | 291 |  | Rough formwork to sides: (Work Group 111) | H4 | 0
3 | 1 | 291 | 21 | Edges of aprons not exceeding 300mm high or wide | m | 92
3 | 1 | 291 |  | Fabric reinforcement: (Work Group 114) | H4 | 0
3 | 1 | 291 | 22 | Type 193 fabric reinforcement in concrete slabs etc | m2 | 92
3 | 1 | 291 |  | (End of aprons) | H3 | 0
3 | 1 | 292 |  | THE FOLLOWING IN GYM AND PLAY AREA | H2 | 0
3 | 1 | 292 |  | Compaction of surfaces: | H4 | 0
3 | 1 | 292 | 23 | Compaction of ground surface under floors etc including scarifying for a depth of 150mm, breaking down oversize material, adding suitable material where necessary and compacting to 93% Mod AASHTO density | m2 | 405
3 | 1 | 292 | 24 | Compaction of ground surface under aprons etc including scarifying for a depth of 150mm, breaking down oversize material, adding suitable material where necessary and compacting to 93% Mod AASHTO density | m2 | 85
3 | 1 | 292 |  | 30MPa/19mm Reinforced concrete cast on/in formwork: | H4 | 0
3 | 1 | 292 | 25 | Surface beds cast in panels on waterproofing | m3 | 41
3 | 1 | 292 | 26 | Extra over concrete aprons for thickening size 250mm deep average, 350mm wide top and tapering to 250mm at bottom including all excavation to 250mm, backfilling, etc. | m | 85
3 | 1 | 292 |  | 20MPa/19mm Reinforced concrete cast on/in formwork: | H4 | 0
3 | 1 | 292 | 27 | Aprons cast in panels | m3 | 9
3 | 1 | 292 | 28 | Extra over concrete aprons for thickening size 150mm deep average, 200mm wide top and tapering to 100mm at bottom including all excavation to 150mm, backfilling, etc. | m | 85
3 | 1 | 292 |  | Finishing top surfaces of concrete smooth with a wood float: | H4 | 0
3 | 1 | 292 | 29 | Surface beds, slabs, etc | m2 | 405
3 | 1 | 292 | 30 | Aprons, etc to falls | m2 | 85
3 | 1 | 293 |  | Rough formwork to sides: | H4 | 0
3 | 1 | 293 | 31 | Edges of aprons not exceeding 300mm high or wide | m | 285
3 | 1 | 293 |  | Saw-cut joints: | H4 | 0
3 | 1 | 293 | 32 | 5 x 50mm Deep saw-cut joints in top of concrete | m | 59
3 | 1 | 293 |  | High tensile steel reinforcement to structural concrete work: | H4 | 0
3 | 1 | 293 | 33 | 12mm Diameter bars | t | 0.26
3 | 1 | 293 |  | Fabric reinforcement | H4 | 0
3 | 1 | 293 | 34 | Type 193 fabric reinforcement in concrete slabs etc | m2 | 490
3 | 1 | 293 |  | "Sikaflex Pro-3icure" polyurethane sealing compound including backing cord, bond breaker, primer, etc, in: | H4 | 0
3 | 1 | 293 | 35 | 3 x 40mm In saw cut joints in floors | m | 59
3 | 1 | 293 | 36 | 10 x 15mm Horizontal expansion joint in floors, including raking out softboard for a depth of 15mm (Softboard elsewhere) | m | 114
3 | 1 | 293 |  | Cement plaster screeds steel trowelled, on concrete: | H4 | 0
3 | 1 | 293 | 37 | 30mm Thick to floors and landings | m2 | 405
3 | 1 | 293 |  | (End of gym and play area) | H3 | 0
3 | 1 | 294 |  | THE FOLLOWING IN RECREATIONAL FACILITIES | H2 | 0
3 | 1 | 294 |  | Combi courts: | H4 | 0
3 | 1 | 294 | 38 | Provide the sum of R391 000.00 (Three Hundred and Ninety One Thousand Rand) for the construction of combi courts (tennis, volleyball, netball and basketball), including all earthworks, base and surfacing application, markings (mark court lines with different colours to international rules), nets and posts, fence and pedestrian gates, etc complete by a firm of specialists to be nominated by the principal agent | Item | 1 | 391000 | 391000
3 | 1 | 294 | 39 | Allow for profit on last if required | %
3 | 1 | 294 | 40 | Ditto, but for attendance | %
3 | 1 | 294 |  | Soccer/rugby pitch: | H4 | 0
3 | 1 | 294 | 41 | Provide the sum of R4 050 000.00 (Four Million and Fifty Thousand Rand) for the construction of natural turf soccer/rugby pitch, including all earthworks, running tracks (white line markings on prepared earth platform), kikuyu instant lawn/grass, spreading topdressing and fertilizer, soccer/rugby line markings, soccer/rugby nets and posts, irrigation pipe works and valves, etc complete by a firm of specialists to be nominated by the principal agent | Item | 1 | 4050000 | 4050000
3 | 1 | 294 | 42 | Allow for profit on last if required | %
3 | 1 | 294 | 43 | Ditto, but for attendance | %
3 | 1 | 294 |  | (End of recreational facilities) | H3 | 0
3 | 1 | 294 |  | THE FOLLOWING IN RETAINING WALLS | H2 | 0
3 | 1 | 294 |  | Open face excavation in earth: (Work Group 104) | H4 | 0
3 | 1 | 294 | 44 | To embankment behind retaining blocks including trimming to slope | m3 | 1
3 | 1 | 295 |  | Excavation in earth not exceeding 2m deep: (Work Group 104) | H4 | 0
3 | 1 | 295 | 45 | Trenches | m3 | 1
3 | 1 | 295 |  | Back excavation of vertical sides of excavations in earth for working space: (Work Group 104) | H4 | 0
3 | 1 | 295 | 46 | Exceeding 500mm and not exceeding 1m deep for placing and removing formwork to strip footings etc, 300mm away from excavated face | m2 | 1
3 | 1 | 295 |  | Extra over trench and hole excavations in earth for excavation, in: (Work Group 104) | H4 | 0
3 | 1 | 295 | 47 | Soft rock | m3 | 1
3 | 1 | 295 |  | Extra over all excavations for carting away: (Work Group 104) | H4 | 0
3 | 1 | 295 | 48 | Surplus material from excavations and/on prescribed stockpiles on site to a dumping site to be located by the contractor | m3 | 1
3 | 1 | 295 |  | Risk of collapse of excavations: (Work Group 104) | H4 | 0
3 | 1 | 295 | 49 | Sides of trench and hole excavations not exceeding 1,5m deep | m2 | 1
3 | 1 | 295 |  | Keeping excavations free of water: (Work Group 104) | H4 | 0
3 | 1 | 295 | 50 | Keeping excavations free of all water other than subterranean water | Item | 1
3 | 1 | 295 |  | Selected earth filling obtained from the excavations and /or prescribed stock piles on site, including haulage approximately 100m from perimeter of excavations or stock piles, compacted to 95% Mod AASHTO density: (Work Group 104) | H4 | 0
3 | 1 | 295 | 51 | Backfilling to trenches, holes, etc | m3 | 1
3 | 1 | 296 |  | Filling of coarse river sand supplied by the contractor, consolidated: (Work Group 104) | H4 | 0
3 | 1 | 296 | 52 | Behind retaining walls | m3 | 1
3 | 1 | 296 |  | Filling of graded crushed stone 19mm, consolidated: (Work Group 104) | H4 | 0
3 | 1 | 296 | 53 | Behind retaining walls | m3 | 1
3 | 1 | 296 |  | Compaction of surfaces: (Work Group 104) | H4 | 0
3 | 1 | 296 | 54 | Compaction of ground surface under aprons, etc including scarifying for a depth of 150mm, breaking down oversize material, adding suitable material where necesssary and compacting to 93% Mod AASHTO density | m2 | 1
3 | 1 | 296 | 55 | Compaction of excavated ground surface in trenches, including scarifying for a depth of 150mm, breaking down oversize material, adding suitable material where necessary and compacting to 93% Mod AASHTO density | m2 | 1
3 | 1 | 296 |  | 20MPa/19mm Reinforced concrete cast in/on formwork, in: (Work Group 110) | H4 | 0
3 | 1 | 296 | 56 | Water channel cast in panels | m3 | 1
3 | 1 | 296 | 57 | Aprons cast in panels | m3 | 1
3 | 1 | 296 |  | 30MPa/19mm Reinforced concrete cast in/on formwork, in: (Work Group 110) | H4 | 0
3 | 1 | 296 | 58 | Strip footings | m3 | 1
3 | 1 | 296 |  | Finishing top surfaces of concrete smooth with a wooden float whilst concrete is still green: (Work Group 110) | H4 | 0
3 | 1 | 296 | 59 | Surface beds, slabs, etc | m2 | 1
3 | 1 | 296 | 60 | Aprons, etc to falls | m2 | 1
3 | 1 | 297 |  | Rough formwork to sides: (Work Group 111) | H4 | 0
3 | 1 | 297 | 61 | Foundations | m2 | 1
3 | 1 | 297 | 62 | Edges, risers, ends and reveals not exceeding 300mm high or wide | m | 1
3 | 1 | 297 |  | "Technicrete Enviro-Wall" precast concrete interlocking planter blocks finished smooth on exposed surfaces: (Work Group 112) | H4 | 0
3 | 1 | 297 | 63 | Retaining structure with stepped face and curves as required to suit slopes, of 275 x 300 x 136mm high standard enviro-wall interlocking planter blocks laid with horizontal bed joints to 70 degree slope, including average 410mm thick compacted earth filling behind blocks and filling blocks with garden soil lightly tamped as the work proceeds | m2 | 1
3 | 1 | 297 | 64 | 300 x 1000mm Long standard base block set on in-situ 30MPa/19mm reinforced concrete to line, level and at 70 degrees to facilitate the erection of envirowall | m | 1
3 | 1 | 297 |  | High tensile steel reinforcement to structural concrete work: (Work Group 114) | H4 | 0
3 | 1 | 297 | 65 | 10mm Diameter bars | t | 1
3 | 1 | 297 | 66 | 12mm Diameter bars | t | 1
3 | 1 | 297 |  | Fabric reinforcement: (Work Group 114) | H4 | 0
3 | 1 | 297 | 67 | Type 395 fabric reinforcement in concrete slabs etc | m2 | 1
3 | 1 | 297 |  | Type "Bidim-Geotextile A5" filter fabric blanket with 200mm laps: | H4 | 0
3 | 1 | 297 | 68 | Vertically behind stone filled retaining walls | m2 | 1
3 | 1 | 297 |  | (End of retaining walls) | H3 | 0
3 | 1 |  |  |  |  | 0
3 | 2 | 299 |  | SECTION 3 | H1 | 0
3 | 2 | 299 |  | BILL NO 2 | H1 | 0
3 | 2 | 299 |  | SCREEN WALLS, FENCING AND GATES (PROVISIONAL) (WORK GROUP 136) | H1 | 0
3 | 2 | 299 |  | PREAMBLES | H2 | 0
3 | 2 | 299 |  | For preambles refer to "Construction Specifications - General Specification, PW371-A" and "Construction Specifications - Particular Specification, PW371-B" |  | 0
3 | 2 | 299 |  | NOTE | H2 | 0
3 | 2 | 299 |  | All prices/rates to be net, excluding Value Added Tax |  | 0
3 | 2 | 299 |  | SUPPLEMENTARY PREAMBLES | H2 | 0
3 | 2 | 299 |  | Supplementary preambles and full descriptions of materials, items, work, etc. | H3 | 0
3 | 2 | 299 |  | The Contractor is referred to the previous Section 2 for supplementary preambles and full descriptions of materials, items, work, etc. which shall be regarded to be equally applicable for work described in this Bill, unless specifically otherwise described |  | 0
3 | 2 | 299 |  | Fencing | H3 | 0
3 | 2 | 299 |  | Fencing to be done by a company with ISO 9001 accreditation Shop drawings for both gates and panels to be submitted to the principal agent prior to fixing for approval A ten year anti-corrosion guarantee to be provided The contractor must provide a Certificate of Compliance for material and installation issued by either the manufacturer and/or the civil engineer |  | 0
3 | 2 | 300 |  | Gates | H3 | 0
3 | 2 | 300 |  | Gates shall be of type, size and material as specified and shall be fixed to gate posts unless otherwise described All gates shall be hot dipped galvanised |  | 0
3 | 2 | 300 |  | Materials | H3 | 0
3 | 2 | 300 |  | All materials to be used for this work shall be new, of sound quality and suitable for their intended purposes. The use of second hand/grade material will not be permitted |  | 0
3 | 2 | 300 |  | Clearing the fence line | H3 | 0
3 | 2 | 300 |  | It will be regarded the Contractor's responsibility to ensure that the ground surface along the fence line is at all times throughout the contract period kept and maintained cleared for a width of not less than 1,5m wide on each side of the fence and shall include for the digging up and removal of all rubbish, debris, vegetation, shrubs, bush, trees not exceeding 200mm diameter girth, etc., including levelling of the ground to ensure that the maximum and minimum clearances (as specified hereinafter) between the bottom strand and the ground is not exceeded |  | 0
3 | 2 | 300 |  | The cleared ground shall be kept clean and maintained throughout the construction period |  | 0
3 | 2 | 300 |  | Tendered rates | H3 | 0
3 | 2 | 300 |  | Tendered rates shall include for the supply and delivery of all materials, labour, erection of fence, all earthwork activities, concrete, shuttering, tools, plant, paintwork and anything else necessary to complete the fence |  | 0
3 | 2 | 300 |  | No additional claims in this regard will afterwards be entertained |  | 0
3 | 2 | 300 |  | ------------------------- |  | 0
3 | 2 | 301 |  | CONCRETE PALISADE FENCING | H2 | 0
3 | 2 | 301 |  | Reparations to existing palisade fence: | H4 | 0
3 | 2 | 301 | 1 | Provide the sum of R80 000.00 (Eighty Thousand Rand) for the reparation of existing concrete palisade fence including taking out, removal from site and replacing of all beams, pales, bolts ,etc complete by a firm of specialists to be selected by the principal agent | Item | 1 | 80000 | 80000
3 | 2 | 301 | 2 | Allow for profit on last if required | %
3 | 2 | 301 | 3 | Ditto, but for attendance | %
3 | 2 | 301 |  | Additional security measures to palisade fence: | H4 | 0
3 | 2 | 301 | 4 | Provide the sum R95 000.00 (Ninety Five Thousand Rand) for ripper galvanised razor wire coil security barrier including all straining wires, brackets etc to be supplied and installed complete by a firm of specialists to be selected by the principal agent | Item | 1 | 95000 | 95000
3 | 2 | 301 | 5 | Allow for profit on last if required | %
3 | 2 | 301 | 6 | Ditto, but for attendance | %
3 | 2 | 301 |  | (End of concrete palisade fencing) | H3 | 0
3 | 2 | 301 |  | CLEARVU" PANELS TO BE INSTALLED TO MANUFACTURERS SPECIFICATIONS (WORK GROUP 136) | H2 | 0
3 | 2 | 301 |  | AluGalv coated mesh gate, hot dipped galvanised frame fixed between posts strictly in accordance with the manufacturer's specifications: | H4 | 0
3 | 2 | 301 | 7 | Single swing leaf gate, 1200 x 1800mm high in accordance to manufacturer's specification with all necessary fittings, including suitable barrel bolt | No | 1
3 | 2 | 302 | 8 | Sliding double leaf gate, 11400 x 1800mm high fitted with suitable sliding rollers and sliding track bedded in reinforced concrete beam including end stop, latch for padlock, etc | No | 1
3 | 2 | 302 | 9 | Double swing leaf gate, 6000 x 1800mm high in accordance to manufacturer's specification with all necessary fittings, including locking mechanism, brackets, etc | No | 1
3 | 2 | 302 |  | (End of clearvu fencing) | H3 | 0
3 | 2 |  |  |  |  | 0
3 | 3 | 304 |  | SECTION 3 | H1 | 0
3 | 3 | 304 |  | BILL NO 3 | H1 | 0
3 | 3 | 304 |  | SITE SERVICES (PROVISIONAL) | H1 | 0
3 | 3 | 304 |  | PREAMBLES | H2 | 0
3 | 3 | 304 |  | For preambles refer to "Construction Specifications - General Specification, PW371-A" and "Construction Specifications - Particular Specification, PW371-B" |  | 0
3 | 3 | 304 |  | NOTE | H2 | 0
3 | 3 | 304 |  | All prices/rates to be net, excluding Value Added Tax |  | 0
3 | 3 | 304 |  | SUPPLEMENTARY PREAMBLES | H2 | 0
3 | 3 | 304 |  | Supplementary preambles and full descriptions of materials, items, work, etc. | H3 | 0
3 | 3 | 304 |  | The Contractor is referred to the previous Section(s) for supplementary preambles and full descriptions of materials, items, work, etc. which shall be regarded to be equally applicable for work described in this Bill, unless specifically otherwise described |  | 0
3 | 3 | 304 |  | French drains | H3 | 0
3 | 3 | 304 |  | Descriptions of french drains shall be deemed to include excavation, stone filling graded from 300mm diameter at bottom to 75mm diameter at top, "Kaytech" geofabric filter blanket over stone, 300mm earthfilling over and disposal of surplus material on site |  | 0
3 | 3 | 305 |  | Septic tanks | H3 | 0
3 | 3 | 305 |  | Descriptions of proprietary type septic tanks shall be deemed to include excavation, bedding and jointing, concrete base slabs, jointing to drains and backfilling, compaction, etc all in accordance with the manufacturer's instructions and disposal of surplus material on site |  | 0
3 | 3 | 305 |  | ------------------------- |  | 0
3 | 3 | 305 |  | STORMWATER DRAINAGE (WORK GROUP 146) | H2 | 0
3 | 3 | 305 |  | Earthworks (pipe trenches): | H4 | 0
3 | 3 | 305 | 1 | Excavation in earth exceeding 1m and not exceeding 1,5m deep for pipe trenches for pipes up to 450mm nominal diameter | m3 | 1
3 | 3 | 305 | 2 | Excavation in earth exceeding 1m and not exceeding 1,5m deep for pipe trenches for pipes up to 600mm nominal diameter | m3 | 1
3 | 3 | 305 | 3 | Excavation in earth exceeding 1,5m and not exceeding 2m deep for pipe trenches for pipes up to 160mm nominal diameter | m3 | 1
3 | 3 | 305 | 4 | Excavation in earth exceeding 1,5m and not exceeding 2m deep for pipe trenches for pipes up to 450mm nominal diameter | m3 | 1
3 | 3 | 305 | 5 | Excavation in earth exceeding 1,5m and not exceeding 2m deep for pipe trenches for pipes up to 600mm nominal diameter | m3 | 1
3 | 3 | 305 | 6 | Excavation in earth exceeding 2m and not exceeding 2,5m deep for pipe trenches for pipes up to 450mm nominal diameter | m3 | 1
3 | 3 | 305 | 7 | Excavation in earth exceeding 2m and not exceeding 2,5m deep for pipe trenches for pipes up to 600mm nominal diameter | m3 | 1
3 | 3 | 306 |  | Bedding and backfilling: | H4 | 0
3 | 3 | 306 | 8 | Backfilling to pipe trenches from excavations or stock piles on site compacted to 90% Mod AASHTO density | m3 | 1
3 | 3 | 306 | 9 | Selected backfilling to pipe trenches from excavations or stock piles on site compacted to 90% Mod AASHTO density | m3 | 1
3 | 3 | 306 | 10 | Selected granular material supplied by the contractor in bedding layer below and around pipes compacted to 90% Mod AASHTO density | m3 | 1
3 | 3 | 306 |  | Slotted PVC-U flexible drainage pipes: | H4 | 0
3 | 3 | 306 | 11 | 160mm Diameter stormwater pipe, laid in trenches not exceeding 2m deep on ClassB bedding (excavations, bedding and filling elsewhere) | m | 1
3 | 3 | 306 |  | Class 100D concrete pipes with interlocking joints: | H4 | 0
3 | 3 | 306 | 12 | 450mm Diameter stormwater pipe, laid in trenches on Class B bedding (excavations, bedding and filling elsewhere) | m | 1
3 | 3 | 306 | 13 | 600mm Diameter stormwater pipe, laid in trenches on Class B bedding (excavations, bedding and filling elsewhere) | m | 1
3 | 3 | 306 |  | Manholes, catchpits, precast inlet and outlet structures complete: | H4 | 0
3 | 3 | 306 | 14 | Construct vertical inlet structure as per drawings annexed to these bills of quantities including excavation, shaping, compaction, backfilling, carting away of excessive excavated material, concrete, formwork, etc and leave complete | No | 1
3 | 3 | 306 | 15 | Construct kerb inlet structures as per drawings annexed to these bills of quantities including excavation, shaping, compaction, backfilling, carting away of excessive excavated material, concrete, formwork, etc and leave complete | No | 1
3 | 3 | 307 | 16 | Construct field outlet structure as per drawings annexed to these bills of quantities including excavation, shaping, compaction, backfilling, carting away of excessive excavated material, concrete, formwork, etc and leave complete | No | 1
3 | 3 | 307 |  | Precast concrete stormwater channels: | H4 | 0
3 | 3 | 307 | 17 | "Vanstone" D10 precast concrete rainwater channels, 500mm wide x 225mm high with 310 x 140mm deep segmental formed therein and finished smooth on exposed surfaces, including necessary excavation, backfill, compaction, concrete, formwork, etc | m | 1
3 | 3 | 307 | 18 | Extra over rainwater channel for internal or external corner | No | 1
3 | 3 | 307 | 19 | Extra over rainwater channel for T-intersection | No | 1
3 | 3 | 307 | 20 | Extra over rainwater channel for open or closed end | No | 1
3 | 3 | 307 |  | Sundries | H4 | 0
3 | 3 | 307 | 21 | Extra over excavation in earth for pipe trenches, chambers, etc for excavation in soft rock | m3 | 1
3 | 3 | 307 | 22 | Extra over excavation in earth for pipe trenches, chambers, etc for excavation in hard rock | m3 | 1
3 | 3 | 307 |  | SOIL DRAINAGE (WORK GROUP 146) | H2 | 0
3 | 3 | 307 |  | Clearance of pipe routes: | H4 | 0
3 | 3 | 307 | 23 | Clear and grub along pipe routes up to 2m wide | m | 131
3 | 3 | 307 |  | Earthworks (pipe trenches): | H4 | 0
3 | 3 | 307 | 24 | Excavation in earth not exceeding 1m deep for pipe trenches for over 100mm up to 250mm nominal diameter pipes | m3 | 1
3 | 3 | 308 | 25 | Excavation in earth exceeding 1m and not exceeding 1,5m deep for pipe trenches for over 100mm up to 250mm nominal diameter pipes | m3 | 94
3 | 3 | 308 | 26 | Excavation in earth exceeding 1,5m and not exceeding 2m deep for pipe trenches for over 100mm up to 250mm nominal diameter pipes | m3 | 46
3 | 3 | 308 |  | Bedding and backfilling: | H4 | 0
3 | 3 | 308 | 27 | Backfilling to pipe trenches from excavations or stock piles on site compacted to 90% Mod AASHTO density | m3 | 84
3 | 3 | 308 | 28 | Selected granular material supplied by the contractor in bedding layer below and around pipes compacted to 90% Mod AASHTO density | m3 | 53
3 | 3 | 308 |  | Heavy duty (Class 34) PVC-U sewer and drain pipes: | H4 | 0
3 | 3 | 308 | 29 | 160mm Diameter drain pipes, fixed raking or vertically in ramps to cleaning eyes, etc (No excavations) | m | 8
3 | 3 | 308 | 30 | 160mm Diameter drain pipes, laid in trenches on Class B bedding (excavations, bedding and filling elsewhere) | m | 143
3 | 3 | 308 |  | Extra over heavy duty (Class 34) PVC-U sewer and drain pipes for fittings: | H4 | 0
3 | 3 | 308 | 31 | 160mm Bend | No | 10
3 | 3 | 308 | 32 | 160mm Junction | No | 13
3 | 3 | 308 | 33 | 160mm Double socket | No | 24
3 | 3 | 308 | 34 | 110mm Rodding eye | No | 5
3 | 3 | 308 | 35 | 160mm Stop end | No | 5
3 | 3 | 309 |  | Precast concrete circular inspection chambers with and including excavations, part fill, compact and carting away, concrete base, benching, step irons, rings, spacers, roof slabs, piping, etc. installed complete (covers elsewhere) | H4 | 0
3 | 3 | 309 | 36 | 1050mm Diameter Type 1A inspection chamber exceeding 1m and not exceeding 1.5m deep internally | No | 10
3 | 3 | 309 | 37 | 1050mm Diameter Type 1A inspection chamber exceeding 1.5m and not exceeding 2m deep internally | No | 1
3 | 3 | 309 | 38 | 1050mm Diameter Type 1A inspection chamber exceeding 2m and not exceeding 2,5m deep internally | No | 1
3 | 3 | 309 |  | Gratings, covers, etc: | H4 | 0
3 | 3 | 309 | 39 | 550mm Diameter x 75kg "Saint-Gobain" Type 4A double seal cast iron manhole cover and frame | No | 11
3 | 3 | 309 | 40 | 0,5kg "Saint-Gobain" Lifting-key for manhole cover (handed to employer) | No | 2
3 | 3 | 309 |  | "Calcamite" tanks: | H4 | 0
3 | 3 | 309 | 41 | 31800 Litre SABS approved PVC tank installed complete including excavation, backfilling, 150mm thick reinforced concrete slab, fittings, etc | No | 1
3 | 3 | 309 |  | "Quick4" soak away chamber systems: | H4 | 0
3 | 3 | 309 | 42 | "Quick4" soak away installed complete as per drawings including excavation, backfilling, etc | m | 25
3 | 3 | 309 |  | Sundries: | H4 | 0
3 | 3 | 309 | 43 | Extra over excavation in earth for pipe trenches, chambers, etc for excavation in soft rock | m3 | 16
3 | 3 | 309 | 44 | Extra over excavation in earth for pipe trenches, chambers, etc for excavation in hard rock | m3 | 8
3 | 3 | 310 | 45 | 300 x 300 x 50mm Precast concrete inspection eye marker slab and setting in position flush with adjacent surfaces | No | 10
3 | 3 | 310 | 46 | 265 x 265mm x 5kg "Saint-Gobain" Type 14A single seal cast iron cover and frame over rodding eye (rodding eye elsewhere), including concrete encasing | No | 6
3 | 3 | 310 | 47 | 110mm Diameter PVC-U dished gulley trap assembly not exceeding 1m deep to inlet of PVC-U gulley head and grating and outlet jointed to PVC-U drain, the whole fixed in 'Vanstone" standard precast concrete gulley surround size 430 x 445 x 165mm high, and encased in concrete, including excavation, formwork, filled in and ramming | No | 10
3 | 3 | 310 | 48 | Cutting into side of existing inspection chamber for and connecting 160mm pipe, including inserting 160mm channel bend and making good concrete benching | No | 4
3 | 3 | 310 | 49 | Cutting into side of existing inspection chamber for and connecting 160mm pipe, including inserting 160mm channel junction and making good concrete benching | No | 6
3 | 3 | 310 | 50 | Testing of soil drainage system as directed by the principal agent and for retesting after taking out and replacing all defective work to his entire satisfaction. The contractor is to provide all testing apparatus and labour and is to follow the principal agent's instructions implicitly | Item | 1
3 | 3 | 310 |  | (End of soil drainage) | H3 | 0
3 | 3 | 310 |  | WATER SUPPLIES (WORK GROUP 148) | H2 | 0
3 | 3 | 310 |  | Clearance of pipe routes: | H4 | 0
3 | 3 | 310 | 51 | Clear and grub along pipe routes up to 2m wide | m | 768
3 | 3 | 310 |  | Earthworks (pipe trenches): | H4 | 0
3 | 3 | 310 | 52 | Excavation in earth not exceeding 1m deep for pipe trenches up to and including 125mm nominal diameter | m3 | 645
3 | 3 | 311 |  | Bedding and backfilling: | H4 | 0
3 | 3 | 311 | 53 | Backfilling to pipe trenches from excavations or stock piles on site compacted to 90% Mod AASHTO density | m3 | 385
3 | 3 | 311 | 54 | Selected granular material supplied by the contractor in bedding layer below and around pipes compacted to 90% Mod AASHTO density | m3 | 256
3 | 3 | 311 |  | Class 9 PVC-U pressure pipes with solvent welded joints: | H4 | 0
3 | 3 | 311 | 55 | 75mm Diameter waterpipes, laid in trenches on Class B bedding (excavations, bedding and filling elsewhere) | m | 768
3 | 3 | 311 |  | Extra over Class 9 PVC-U pressure pipes for fittings with solvent welded joints: | H4 | 0
3 | 3 | 311 | 56 | 75mm Bend | No | 23
3 | 3 | 311 | 57 | 75mm Tee | No | 3
3 | 3 | 311 | 58 | 75mm Flanged adaptor drilled to table 16, including connecting bolts, gaskets, etc | No | 4
3 | 3 | 311 |  | Class 10 HDPe type IV pipes: | H4 | 0
3 | 3 | 311 | 59 | 50mm Diameter waterpipes, laid in trenches on Class B bedding (excavations, bedding and filling elsewhere) | m | 77
3 | 3 | 311 |  | Extra over Class 10 HDPe type IV pipes for "Plasson" compression fittings: | H4 | 0
3 | 3 | 311 | 60 | 50mm Elbow | No | 10
3 | 3 | 311 | 61 | 50mm Tee | No | 4
3 | 3 | 311 | 62 | 50 x 25mm Male adaptor | No | 6
3 | 3 | 311 |  | Class 0 copper pipes with capillary couplings: | H4 | 0
3 | 3 | 311 | 63 | 22mm Diameter pipes | m | 9
3 | 3 | 312 |  | Extra over Class 0 copper pipes for capillary fittings: | H4 | 0
3 | 3 | 312 | 64 | 22mm Fittings | No | 44
3 | 3 | 312 |  | Extra over Class 0 copper pipes for galvanised steel fittings: | H4 | 0
3 | 3 | 312 | 65 | 20mm Fittings | No | 6
3 | 3 | 312 | 66 | 25mm Fittings | No | 6
3 | 3 | 312 |  | Extra over Class 0 copper pipes for brass compression fittings: | H4 | 0
3 | 3 | 312 | 67 | 22mm Fittings | No | 6
3 | 3 | 312 |  | "Cobra Watertech" taps, valves, etc: | H4 | 0
3 | 3 | 312 | 68 | 20mm No 208 Rough brass hose bibtap, complete with hose union | No | 2
3 | 3 | 312 | 69 | 20mm No 1001/125 Cast brass FxF gate valve | No | 11
3 | 3 | 312 | 70 | 20mm PA3-132 "Masterflo 1" 400Kpa pressure control valve | No | 11
3 | 3 | 312 |  | "AVK" resilient seal rubberised metal gate valves in accordance with SANS 664, Class 10 waterworks applications with cap top, plain thrust collar, non-rising spindle and anti-clockwise closing: | H4 | 0
3 | 3 | 312 | 71 | 80mm Series 43/60 flanged drilled to SANS 1123 Table 16 including marking of kerbs opposite valve | No | 2
3 | 3 | 312 |  | AVK" resilient seal rubberised metal swing check valves in accordance with SANS 664, Class 10 waterworks applications: | H4 | 0
3 | 3 | 312 | 72 | 50mm Series 41/60 flanged drilled to SANS 1123 Table 16 | m | 1
3 | 3 | 313 |  | "AVK" resilient seal rubberised metal y-strainer in accordance with SANS 664, Class 16 waterworks: | H4 | 0
3 | 3 | 313 | 73 | 50mm Series 910/21 FF216 flanged drilled to SANS 1123 Table 16 | No | 1
3 | 3 | 313 |  | Sundries: | H4 | 0
3 | 3 | 313 | 74 | Extra over excavation in earth for pipe trenches, valve chambers, etc for excavation in soft rock | m3 | 61
3 | 3 | 313 | 75 | Extra over excavation in earth for pipe trenches, valve chambers, etc for excavation in hard rock | m3 | 30
3 | 3 | 313 | 76 | 20MPa/19mm Mass concrete in thrust blocks to fittings | m3 | 1
3 | 3 | 313 | 77 | Rough formwork (degree of accuracy II) to edges, etc. of thrust blocks not exceeding 300mm high or wide | m | 34
3 | 3 | 313 | 78 | 200 x 200 x 175mm Thick 20MPa/19mm pre-cast concrete marker block, finished smooth with steel trowel on exposed faces with all external angles rounded and the letter "W" engraved 50mm high x 5mm deep into top, with 16 mm diameter x 500mm long mild steel bar cast 100mm deep into bottom of marker block, 3mm diameter x 1200mm long galvanised wire with ends cast into bottom of marker block and thrust block respectively, the whole set in position to protrude 50mm above adjacent finished level, including all necessary excavations, formwork, etc. | No | 38
3 | 3 | 313 | 79 | Steel T-shaped valve key formed of 32 x 32 x 3mm tubular section with vertical and horizontal legs 1200mm and 450mm long respectively welded at intersection between legs to form T-shaped handle bar with both ends of horizontal leg closed welded, including socket to fit stem cap of resilient gate valve welded to bottom end of vertical leg, the whole epoxy powder coated upon completion | No | 1
3 | 3 | 314 | 80 | Testing water pipe system as directed by the principal agent and for retesting after taking out and replacing all defective work to his entire satisfaction. The contractor is to provide all testing apparatus and labour and is to follow the principal agent's instructions implicitly | Item | 1
3 | 3 | 314 | 81 | Disinfecting water pipe and tank system in accordance with SANS1200L | Item | 1
3 | 3 | 314 |  | (End of water supplies) | H3 | 0
3 | 3 | 314 |  | The following in 4 (four) valve boxes: | H4 | 0
3 | 3 | 314 | 82 | Excavate in earth not exceeding 2m deep below natural or reduced ground level for manholes, including levelling and compacting bottoms | m3 | 12
3 | 3 | 314 | 83 | Allow for the risk of collapse of sides of excavations not exceeding 1,5m deep | m2 | 36
3 | 3 | 314 | 84 | Approved clean earth filling from the excavations in backfill against walls in manhole excavations and compacted to 90% Mod AASHTO density in layers not exceeding 150mm thick | m3 | 9
3 | 3 | 314 | 85 | 20MPa/19mm Mass concrete cast against excavated surfaces in bottoms | m3 | 1
3 | 3 | 314 | 86 | 20MPa/19mm Mass concrete in thrust blocks underneath valves | m3 | 0.1
3 | 3 | 314 | 87 | 20MPa/19mm Pre-cast concrete cover slab 740 x 740 x 200mm thick overall, including casting cast iron valve box cover and frame (cast iron valve box cover and frame valve grating elsewhere) in exact position in slab and finished smooth on exposed top with a wooden float with exposed top edges rounded | No | 4
3 | 3 | 314 | 88 | Finishing off top of concrete bottoms, slabs, etc. with a wooden float whilst concrete is still green | m2 | 7
3 | 3 | 314 | 89 | One-brick walls of approved NFX bricks in class II mortar | m2 | 22
3 | 3 | 315 | 90 | One coat (1:4) cement plaster steel trowelled to internal faces of brick walls | m2 | 16
3 | 3 | 315 | 91 | 100 x 230 x 230mm "Saint-Gobain" Type 3B cast iron valve box cover and frame (with a mass not less than 17kg) embedded in cement mortar in rebate of cover slab, the whole coated with two coats approved bituminous preservative solution | No | 4
3 | 3 | 315 |  | (End of valve boxes) | H3 | 0
3 | 3 | 315 |  | Water storage tanks and tank stand: | H4 | 0
3 | 3 | 315 | 92 | Provide the sum of R550 000.00 (Five Hundred and Fifty Thousand Rand) for the 2 x 15kl Jojo water storage tanks on 10m high steel stand and platform including all pipework, valves, float valves, excavations, bases, electrical work, etc to be manufactured, supplied and installed complete by firm of specialists to be selected by the principal agent | Item | 1 | 550000 | 550000
3 | 3 | 315 | 93 | Allow for profit on last if required | %
3 | 3 | 315 | 94 | Ditto, but for attendance | %
3 | 3 | 315 |  | Geo-Hydrological Survey, Drilling and Testing: | H4 | 0
3 | 3 | 315 | 95 | Provide the sum of R162 140.00 (One Hundred and Sixty Two Thousand One Hundred and Forty Rand) for the geo-hydrological survey, drilling and testing of borehole complete by firm of specialists to be selected by the principal agent | Item | 1 | 162140 | 162140
3 | 3 | 315 | 96 | Allow for profit on last if required | %
3 | 3 | 315 | 97 | Ditto, but for attendance | %
3 | 3 | 316 |  | Borehole and equipment: | H4 | 0
3 | 3 | 316 | 98 | Provide the sum of R150 000.00 (One Hundred and Fifty Thousand Rand) for the equipment of borehole including all pumps, piping, electrical work, pump cage etc complete by firm of specialists to be selected by the principal agent | Item | 1 | 150000 | 150000
3 | 3 | 316 | 99 | Allow for profit on last if required | %
3 | 3 | 316 | 100 | Ditto, but for attendance | %
3 | 3 | 316 |  | AS-BUILT DRAWINGS (50% WORK GROUP 146, 50% WORK GROUP 148) | H2 | 0
3 | 3 | 316 | 101 | Allow for the preparation of a complete set of as-built drawings indicating as types of services, positions, measurements, etc. of the whole external plumbing and drainage installation | Item | 1
3 | 3 |  |  |  |  | 0
3 | 4 | 318 | 1 | GENERAL SITE WORKS | Page | 298 | 0
3 | 4 | 318 | 2 | SCREEN WALLS, FENCING AND GATES | Page | 303 | 0
3 | 4 | 318 | 3 | SITE SERVICES | Page | 317 | 0
4 | 1 | 319 |  | SECTION 4 | H1 | 0
4 | 1 | 319 |  | BILL NO 1 | H1 | 0
4 | 1 | 319 |  | PROVISIONAL SUMS | H1 | 0
4 | 1 | 319 |  | NOTE | H2 | 0
4 | 1 | 319 |  | All prices/rates to be net, excluding Value Added Tax |  | 0
4 | 1 | 319 |  | SUPPLEMENTARY PREAMBLES | H2 | 0
4 | 1 | 319 |  | Cash discount | H3 | 0
4 | 1 | 319 |  | No cash discount. All provisional sums are "NET" |  | 0
4 | 1 | 319 |  | Fuel, power and water for commissioning plant | H3 | 0
4 | 1 | 319 |  | The cost of water, power and fuel for the commissioning of plant shall be borne by the Selected or Nominated Sub-contractor appointed for the relevant selected or nominated sub-contract works in terms of the conditions under which they have/are contracted for the specialist work involved |  | 0
4 | 1 | 319 |  | Profit | H3 | 0
4 | 1 | 319 |  | Provisional sums are net and do not include builder's discount. The Contractor may allow next to "Profit" items for any profit he might consider necessary |  | 0
4 | 1 | 319 |  | Attendance | H3 | 0
4 | 1 | 319 |  | It will be expected from the Contractor to render all general attendance and, if specifically so described, special attendance services to each relevant Specialist, all in accordance with Clauses B9.1 and B9.2 in the "Preliminaries" section |  | 0
4 | 1 | 320 |  | Tenderers are also urged to thoroughly acquaint themselves with the content of Clauses B9.1 and B9.2 in the "Preliminaries" section for the definitions and adjustment of "Attendance" and "Special Attendance" respectively |  | 0
4 | 1 | 320 |  | The item "Attendance" which follows each of the provisional sums for Nominated and/or Selected Sub-contractors' work, shall be deemed to cover all the Contractor's costs incurred in providing free of charge to the Nominated and/or Selected Sub-contractors, the following: |  | 0
4 | 1 | 320 |  | 1 The services as set out in clause B9.1 in the "Preliminaries" section 2 Making good in all trades and cleaning down and removal of rubbish on completion |  | 0
4 | 1 | 320 |  | The Contractor may allow next to "Attendance" items for the recovery of such costs he might consider necessary |  | 0
4 | 1 | 320 |  | Selected and nominated sub-contracts | H3 | 0
4 | 1 | 320 |  | These scheduled allowances are for work to be executed under separate selected and/or nominated sub-contracts by firms of Specialists to be nominated by the Employer |  | 0
4 | 1 | 320 |  | All provisional sums cover the supply and installation of material, equipment, plant, etc., including the commissioning thereof, where applicable |  | 0
4 | 1 | 320 |  | Money provisions | H3 | 0
4 | 1 | 320 |  | The scheduled allowances for money provisions are to be used at the discretion of the Employer and to be adjusted where applicable or to be deducted in whole or in part if not required |  | 0
4 | 1 | 320 |  | ------------------------- |  | 0
4 | 1 | 321 |  | SUNDRY BUILDING WORK | H2 | 0
4 | 1 | 321 |  | Reparations to existing facilities to accommodate new work: | H4 | 0
4 | 1 | 321 | 1 | Provide the sum of R100 000.00 (One Hundred Thousand Rand) for the reparations to existing facilities to accommodate new work | Item | 1 | 100000 | 100000
4 | 1 | 321 |  | Drinking fountains: | H4 | 0
4 | 1 | 321 | 2 | Provide the sum of R30 000.00 (Thirty Thousand Rand) for the construction of drinking fountains | Item | 1 | 30000 | 30000
4 | 1 | 321 |  | NOMINATED SUB-CONTRACTS | H2 | 0
4 | 1 | 321 |  | Turnstiles: | H4 | 0
4 | 1 | 321 | 3 | Provide the sum of R60 000.00 (Sixty Thousand Rand) for turnstiles to be manufactured, supplied and installed by a firm of specialists to nominated by the principal agent | Item | 1 | 60000 | 60000
4 | 1 | 321 | 4 | Allow for profit on last if required | %
4 | 1 | 321 | 5 | Ditto, but for attendance | %
4 | 1 | 321 |  | Cupboards, Counters, Shelves, etc.: | H4 | 0
4 | 1 | 321 | 6 | Provide the sum of R20 000.00 (Twenty Thousand Rand) for cupboards, counters, shelves etc to be manufactured, supplied and installed complete by a firm of specialists to be nominated by the principal agent | Item | 1 | 20000 | 20000
4 | 1 | 321 | 7 | Allow for profit on last if required | %
4 | 1 | 321 | 8 | Ditto, but for attendance | %
4 | 1 | 322 |  | MONEY PROVISIONS | H2 | 0
4 | 1 | 322 |  | Community Liaison Officer: | H4 | 0
4 | 1 | 322 | 9 | Provide the sum of R50 000.00 (Fifty Thousand Rand) for the monthly payment of the community liaison officer (over the full construction period), The contractor to note that monthly payslips to be provided to the principal agent | Item | 1 | 50000 | 50000
4 | 1 |  |  |  |  | 0
5 | 1 | 324 | 1 | PRELIMINARIES | Page | 204 | 0
5 | 1 | 324 | 2 | BUILDING WORKS | Page | 287 | 0
5 | 1 | 324 | 3 | EXTERNAL WORKS | Page | 318 | 0
5 | 1 | 324 | 4 | PROVISIONAL SUMS | Page | 323 | 0
5 | 1 | 324 |  | SUB-TOTAL -1 | ST | 0 |  | Sub Total
5 | 1 | 324 |  | CONTINGENCIES | H3 | 0
5 | 1 | 324 |  | Allow five per cent (5%) of the above sub-total for contingencies to be used as directed by the principal agent and deducted in whole or in part if not required | TAX | 5
5 | 1 | 324 |  | SUB-TOTAL -2 | ST | 0 |  | Sub Total
5 | 1 | 324 |  | PART B - ELECTRICAL INSTALLATIONS | H3 | 0
5 | 1 | 324 |  | B Electrical Installations (Net amount, exclusive of Value Added Tax, to be brought forward from Summary, Part B) | Item | 1
5 | 1 | 324 |  | B.1 Allow for profit on last if required | %
5 | 1 | 324 |  | B.2 Ditto, but for attendance | %
5 | 1 | 324 |  | NET TOTAL, EXCLUSIVE OF VALUE ADDED TAX | ST | 0 |  | Sub Total
5 | 1 | 324 |  | ADD: 15% VALUE ADDED TAX | TAX | 15
TOTAL CARRIED TO FORM OF TENDER